## Sheet1
| Parent | FixtureHeight | Tag | Phase Created | AccessibilityPerformance | Face Plate Material Finish | Light Loss Factor | Emit Shape Visible in Rendering | Dimming Lamp Color Temperature Shift | Housing Material Finish | ContainedInStructure | Light Source Definition (family) | ObjectPlacement | Number of Lamps or LEDs | Representation | Reference | Initial Intensity | ObjectType | Size | HasAssociations | IsDefinedBy | GlobalId | OwnerHistory | Photometry Comments | Name | Description | BackupSupplySystem | InstallationDate | ODAUniqueID | WarrantyGuarantorLabor | Color Filter | SerialNumber | AssetIdentifier | WarrantyStartDate | Features | TagNumber | Emit from Rectangle Width | Electrical Data | BarCode | Host | Status | Emit from Rectangle Length | LER Luminaire Efficacy Rating | Schedule Level | PictogramEscapeDirection | Calculate Coefficient of Utilization | SensibleLoadToRadiant | Elevation | Lens Material Finish | Apparent Load | Initial Color | Light Source Symbol Size | Depth | Width | Length | Default Elevation | Voltage Comments | Spacing to Mounting Height Ratio Diagonal | Lamp | Voltage | CodePerformance | InsulationStandardClass | Grade | SustainabilityPerformance | HasProtectiveEarth | Constituents | PowerFactor | ModelReference | RatedVoltage | NominalFrequencyRange | NumberOfPoles | NominalLength | RatedCurrent | Color | Material | WarrantyGuarantorParts | AssetAccountingType | WarrantyDurationLabor | OmniClass Title | Finish | ReplacementCost | Assembly Code | WarrantyDurationParts | ExpectedLife | Shape | IP_Code | ConductorFunction | NominalHeight | ModelLabel | WarrantyDescription | ProductionYear | NominalWidth | LightFixturePlacingType | LightFixtureMountingType | NumberOfSources | MaximumSpaceSensibleLoad | MaintenanceFactor | TotalWattage | MaximumPlenumSensibleLoad | Lamp Position | Spacing to Mounting Height Ratio 90 Degree Plane | Spacing to Mounting Height Ratio 0 Degree Plane | CIE Type | Fixture Efficiency | Housing Finish Option | NEMA Type | Lens Option | Number of Faces | Manufacturer | Assembly Description | Product Page URL | URL | OmniClass Number | Specification Sheet | Product Family | Type Mark | Catalog Number | Model | Recessing Radius | Ballast Voltage | Load Classification | Ballast Number of Poles | Panel | Circuit Number | Recessing Diameter | Recessing Height | Lumens | Wattage Comments | Recessing Inner Radius | Switch Voltage | Offset | Mark | Load | IsPluggableOutlet | Shade Material | Radius | Grid Material | Diffuser Material | Light Box Material | Light Casing Length | Drop From Ceiling | Ceiling Mount Material | Light Casing Material | Label | Moves With Nearby Elements | XRAY | Level | DARKROOM | Max #1 Pole Breakers | CompositionType | Distribution System | Total Estimated Demand Current | Mains | Apparent Load Phase A | Total Estimated Demand | Receptacle Demand Factor | Apparent Load Phase B | Total Connected | Apparent Load Phase C | Number of Phases | Receptacle Estimated Demand Current | Number of Wires | Supply From | Total Demand Factor | Receptacle Estimated Demand | Receptacle Connected Current | Total Connected Current | Receptacle Connected | 24 Circuit Height | Current Phase A | Current Phase B | Current Phase C | Height | Enclosure | Mounting | Panel Name | 12 Circuit Height | 30 Circuit Height | 42 Circuit Height | IsSkilledOperator | Lighting - Dwelling Unit Demand Factor | Lighting - Dwelling Unit Connected Current | Lighting - Dwelling Unit Estimated Demand | Other Estimated Demand | Lighting - Dwelling Unit Connected | Other Connected Current | Other Estimated Demand Current | Other Connected | Lighting - Dwelling Unit Estimated Demand Current | Cooling Estimated Demand Current | Cooling Demand Factor | Cooling Connected Current | Cooling Connected | Cooling Estimated Demand | Location | Cab Width | Cab Location | Cab Height | Door Opening | Cab Depth | Pit Depth | Chiller Length | Chilled Water Return Radius | Number of Poles | C1 Offset 2 | C1 Offset 1 | C2 Offset 2 | C1 Offset 3 | Chilled Water Supply Diameter | Chilled Water Return Diameter | Chilled Water Supply Radius | Length 1 | Length 2 | Radius 1 | Half Number of Fans | Number of Fans | Cold Capacity | Chilled Water Flow | Drain Flow | System Classification | Chilled Water Pressure Drop | System Name | Appliance - Dwelling Unit Estimated Demand Current | Appliance - Dwelling Unit Demand Factor | Appliance - Dwelling Unit Estimated Demand | Appliance - Dwelling Unit Connected Current | Appliance - Dwelling Unit Connected | Primary Voltage | Panel Height | Switchboard Height | Switchboard Width | Switchboard Length | Primary Number of Poles | Height 1 | Half Switchboard Length | Panel Length | Suction Nominal Radius | Suction Outside Diameter | Discharge Nominal Radius | Suction Nominal Diameter | Flange Height | Length 4 | Length 3 | Discharge Nominal Diameter | Housing Width | Outside Diameter 1 | Outside Diameter 2 | Outside Diameter 4 | Suction Outside Radius | Flange Diameter | Radius 2 | Radius 3 | Flange Radius | Outside Radius 4 | Outside Radius 1 | Outside Radius 2 | RPM | Heating Capacity | External Static Pressure | Return Airflow | Supply Airflow | Cooling Capacity | Poles | Dimension D | Dimension E | Dimension F | Dimension A | Dimension G | Dimension H | Condensate Diameter | Condensate Radius | Cap Diameter | Outlet Width | Fan Diameter | External Static Presure | Fan Height | Fan Radius | Base Width | Cap Radius | Overall Height | Outlet Height | Diameter 1 | Diameter 2 | Half Outlet Radius | Half Exhaust Inlet Height | Air Flow | InteriorOrExteriorSpace | OccupancyZoneName | LongName | ElevationWithFlooring | CeilingCovering | Upper Limit | Number | Decomposes | OmniClass Table 13 Category | Category Description | GSA BIM Area | WallCovering | FloorCovering | RoomTag | LoadCapacity | HistoricPreservationZoneName | LightingZoneName | VentilationZoneName | FireAlarmZoneName | Computation Height | CirculationZoneName | Category Code | Unbounded Height | Area | Volume | Perimeter | Phase | Base Offset | Limit Offset | Hot Water Diameter | Sanitary Diameter | Sanitary Radius | Vent Radius | Water Heater Radius | Cold Water Diameter | Hot Water Radius | Vent Diameter | Water Heater Height | Cold Water Radius
322 | Level 1 | 0 | 1208340 | New Construction | N/A | Aluminum-Philips Chloride | 0 | F | 0 | Paint-Philips Chloride-Black | 103409 | Rectangle+Spherical | 47241 | 16 | 53871 | REF TYPE MARK | 0 | X1 | 0 | 86601 | 102733,102734,102735,102736,102737,102738,102739,103485,103486,103487,103488,103489,103490,103491,103492,103493,103494 | 1dLDiZnH12mRH5cIKJ8XDl | 1 | No Photometry Available | Exit Sign - Ceiling_Mount_Single:X1:X1:1208340 |  | NO | N/A | 322 | N/A | 16777215 | N/A | N/A | N/A | N/A | N/A | 0.225524 | Luminaire 120 V/1-4 VA | N/A | Grid : B | UNSET | 0.336550 | Not Available | Level: Level 1 | UNSET | F | 0 | 1.219200 | Plastic-Philips Chloride-Red | 40.902860 | 0 | 0.609600 | 0.120650 | 0.336550 | 0.225524 | 1.219200 | 12/27 (Dual Voltage - 120/277) | Not Available | LED | 1291.669250 | N/A | UNSET | N/A | N/A | TRUE | N/A | 0 | N/A | 0 | 0 | 0 | 0 | 0 | UNSET | N/A | N/A | FIXED | N/A | Emergency Lighting | UNSET | N/A | D5020200 | N/A | N/A | N/A | 0 | L1 | 0 | N/A | N/A | N/A | 0 | UNSET | UNSET | 0 | 0 | 0 | 0 | 0 | Horizontal | Not Available | Not Available | Not Available | Not Available | Matte Black w/Brushed Aluminum Face | Not Applicable | Red | 1 | N/A | Lighting Equipment | http://www.chloridesys.com/chloride/Chloridefixture.cfm?ID=3748 | http://www.chloridesys.com/chloride/ | 23.80.70.11.21 | CE-11400 | 55 Line LED Die Cast Aluminum Exit - Traditional | X1 | 55LA-1-12/27-R | 55LA-1-12/27-R
1203 | Level 1 | 0 | 827428 | New Construction | N/A |  | 0 |  | 0 |  | 103409 | Point+HemiSpherical | 46107 |  | 53840 | REF TYPE MARK | 0 | SD - 213mm Diameter | 0 |  | 95810,95811,95812,95813,95814,95815,95816,103427,103428,103429,103430,103431,103432,103433,103434 | 3dg6tDRA54OxNLWvKHl5cL | 1 |  | M_Downlight - Recessed Can:SD - 213mm Diameter:SD - 213mm Diameter:827428 |  | NO | N/A | 1203 | N/A | 16777215 | N/A | N/A | N/A | N/A | N/A |  | 120 V/1-100 VA | N/A | Linked Revit Model : Clinic_A.rvt | UNSET |  |  | Level: Level 1 | UNSET | F | 0 | 2.680000 |  | 1076.391042 | 0 | 0.050000 |  |  |  | 1.200000 |  |  | T4, QUAD TUBE, CRI=82 |  | N/A | UNSET | N/A | N/A | TRUE | N/A | 0 | N/A | 0 | 0 | 0 | 0 | 0 | UNSET | N/A | N/A | FIXED | N/A | Downlights | UNSET | N/A | D5020220 | N/A | N/A | N/A | 0 | L1 | 0 | N/A | N/A | N/A | 0 | UNSET | UNSET | 0 | 0 | 0 | 0 | 0 | [9 empty] | N/A | Lighting - Incandescent |  |  | 23.80.70.11.14.11 |  |  | SD |  |  | 0.100000 | 1291.669250 | Lighting - Dwelling Unit | 1 | L41B | 6 | 0.200000 | 0.200000 | 1800.000000 | 26 | 0.087300
1204 | Level 1 | 0 | 827479 | New Construction | N/A |  | 0 |  | 0 |  | 103409 | Point+HemiSpherical | 46108 |  | 53841 | REF TYPE MARK | 0 | SDB - 213mm Diameter | 0 |  | 95817,95818,95819,95820,95821,95822,95823,103193,103194,103195,103196,103197,103198,103199,103219 | 3dg6tDRA54OxNLWvKHl5dc | 1 |  | M_Downlight - Recessed Can:SDB - 213mm Diameter:SDB - 213mm Diameter:827479 |  | YES | N/A | 1204 | N/A | 16777215 | N/A | N/A | N/A | N/A | N/A |  | 120 V/1-100 VA | N/A | Linked Revit Model : Clinic_A.rvt | UNSET |  |  | Level: Level 1 | UNSET | F | 0 | 2.680000 |  | 1076.391042 | 0 | 0.050000 |  |  |  | 1.200000 |  |  | T4, QUAD TUBE, CRI=82 |  | N/A | UNSET | N/A | N/A | TRUE | N/A | 0 | N/A | 0 | 0 | 0 | 0 | 0 | UNSET | N/A | N/A | FIXED | N/A | Downlights | UNSET | N/A | D5020220 | N/A | N/A | N/A | 0 | L1 | 0 | N/A | N/A | N/A | 0 | UNSET | UNSET | 0 | 0 | 0 | 0 | 0 | [9 empty] | N/A | Lighting - Incandescent |  |  | 23.80.70.11.14.11 |  |  | SDB |  |  | 0.100000 | 1291.669250 | Lighting - Dwelling Unit | 1 | L41B | 6 | 0.200000 | 0.200000 | 1800.000000 | 26 | 0.087300
1205 | Level 1 | 0 | 827488 | New Construction | N/A |  | 0 |  | 0 |  | 103409 | Point+HemiSpherical | 46109 |  | 53842 | REF TYPE MARK | 0 | SD - 213mm Diameter | 0 |  | 95824,95825,95826,95827,95828,95829,95830,103427,103428,103429,103430,103431,103432,103433,103434 | 3dg6tDRA54OxNLWvKHl5dH | 1 |  | M_Downlight - Recessed Can:SD - 213mm Diameter:SD - 213mm Diameter:827488 |  | NO | N/A | 1205 | N/A | 16777215 | N/A | N/A | N/A | N/A | N/A |  | 120 V/1-100 VA | N/A | Linked Revit Model : Clinic_A.rvt | UNSET |  |  | Level: Level 1 | UNSET | F | 0 | 2.680000 |  | 1076.391042 | 0 | 0.050000 |  |  |  | 1.200000 |  |  | T4, QUAD TUBE, CRI=82 |  | N/A | UNSET | N/A | N/A | TRUE | N/A | 0 | N/A | 0 | 0 | 0 | 0 | 0 | UNSET | N/A | N/A | FIXED | N/A | Downlights | UNSET | N/A | D5020220 | N/A | N/A | N/A | 0 | L1 | 0 | N/A | N/A | N/A | 0 | UNSET | UNSET | 0 | 0 | 0 | 0 | 0 | [9 empty] | N/A | Lighting - Incandescent |  |  | 23.80.70.11.14.11 |  |  | SD |  |  | 0.100000 | 1291.669250 | Lighting - Dwelling Unit | 1 | L41B | 6 | 0.200000 | 0.200000 | 1800.000000 | 26 | 0.087300
1608 | Level 1 |  | 865693 | New Construction | N/A | [5 empty] | 103409 |  | 46267 |  | 43506 |  |  | Standard | 0 |  | 96818,96819,96820,96821,96822,96823,103571,103572,103573,103574,103575 | 0Oe4W3Rwf1Dht7uPdCMJUg | 1 |  | M_Duplex Receptacle:Standard:Standard:865693 |  |  | N/A | 1608 | N/A |  | N/A | N/A | N/A | N/A | N/A |  | 120 V/1-180 VA | N/A | Linked Revit Model : Clinic_A.rvt | UNSET |  |  | Level: Level 1 |  |  |  | 0.500000 | [7 empty] | 0.460000 |  |  |  |  | N/A | UNSET | N/A | N/A | TRUE | N/A | 0 | N/A | 0 | 0 | 0 | 0 | 0 | UNSET | N/A | N/A | FIXED | N/A | Ground Fault Receptacles | UNSET | N/A |  | N/A | N/A | N/A | 0 | L1 | 0 | N/A | N/A | N/A | 0 | [16 empty] | N/A |  |  |  | 23.80.50.11.17 | [7 empty] | Receptacle |  | N21C | 2 | [5 empty] | 1291.669250 | 0.000000 | 34 | 1937.503875 | TRUE
1708 | Level 1 |  | 875039 | New Construction | N/A | [5 empty] | 103409 |  | 46368 |  | 43606 |  |  | Standard | 0 |  | 97429,97430,97431,97432,97433,97434,103571,103572,103573,103574,103575 | 0Oe4W3Rwf1Dht7uPdCMLWe | 1 |  | M_Duplex Receptacle:Standard:Standard:875039 |  |  | N/A | 1708 | N/A |  | N/A | N/A | N/A | N/A | N/A |  | 120 V/1-180 VA | N/A | Linked Revit Model : Clinic_A.rvt | UNSET |  |  | Level: Level 1 |  |  |  | 0.500000 | [7 empty] | 0.460000 |  |  |  |  | N/A | UNSET | N/A | N/A | TRUE | N/A | 0 | N/A | 0 | 0 | 0 | 0 | 0 | UNSET | N/A | N/A | FIXED | N/A | Ground Fault Receptacles | UNSET | N/A |  | N/A | N/A | N/A | 0 | L1 | 0 | N/A | N/A | N/A | 0 | [16 empty] | N/A |  |  |  | 23.80.50.11.17 | [7 empty] | Receptacle |  | N21B1 | 23 | [5 empty] | 1291.669250 | 0.000000 | 134 | 1937.503875 | TRUE
1774 | Level 1 |  | 883272 | New Construction | N/A | [5 empty] | 103409 |  | 46437 |  | 43672 |  |  | Standard | 0 |  | 97845,97846,97847,97848,97849,97850,103571,103572,103573,103574,103575 | 0Oe4W3Rwf1Dht7uPdCMNX$ | 1 |  | M_Duplex Receptacle:Standard:Standard:883272 |  |  | N/A | 1774 | N/A |  | N/A | N/A | N/A | N/A | N/A |  | 120 V/1-180 VA | N/A | Linked Revit Model : Clinic_A.rvt | UNSET |  |  | Level: Level 1 |  |  |  | 0.500000 | [7 empty] | 0.460000 |  |  |  |  | N/A | UNSET | N/A | N/A | TRUE | N/A | 0 | N/A | 0 | 0 | 0 | 0 | 0 | UNSET | N/A | N/A | FIXED | N/A | Ground Fault Receptacles | UNSET | N/A |  | N/A | N/A | N/A | 0 | L1 | 0 | N/A | N/A | N/A | 0 | [16 empty] | N/A |  |  |  | 23.80.50.11.17 | [7 empty] | Receptacle |  | N21B1 | 1 | [5 empty] | 1291.669250 | 0.000000 | 200 | 1937.503875 | TRUE
1775 | Level 1 |  | 883499 | New Construction | N/A | [5 empty] | 103409 |  | 46438 |  | 43673 |  |  | Standard | 0 |  | 97851,97852,97853,97854,97855,97856,103571,103572,103573,103574,103575 | 0Oe4W3Rwf1Dht7uPdCMNaS | 1 |  | M_Duplex Receptacle:Standard:Standard:883499 |  |  | N/A | 1775 | N/A |  | N/A | N/A | N/A | N/A | N/A |  | 120 V/1-180 VA | N/A | Linked Revit Model : Clinic_A.rvt | UNSET |  |  | Level: Level 1 |  |  |  | 0.500000 | [7 empty] | 0.460000 |  |  |  |  | N/A | UNSET | N/A | N/A | TRUE | N/A | 0 | N/A | 0 | 0 | 0 | 0 | 0 | UNSET | N/A | N/A | FIXED | N/A | Ground Fault Receptacles | UNSET | N/A |  | N/A | N/A | N/A | 0 | L1 | 0 | N/A | N/A | N/A | 0 | [16 empty] | N/A |  |  |  | 23.80.50.11.17 | [7 empty] | Receptacle |  | N21B1 | 1 | [5 empty] | 1291.669250 | 0.000000 | 201 | 1937.503875 | TRUE
1823 | Level 1 |  | 889966 | New Construction | N/A | [5 empty] | 103409 |  | 46488 |  | 43721 |  |  | Standard | 0 |  | 98156,98157,98158,98159,98160,98161,103571,103572,103573,103574,103575 | 0Oe4W3Rwf1Dht7uPdCMPPP | 1 |  | M_Duplex Receptacle:Standard:Standard:889966 |  |  | N/A | 1823 | N/A |  | N/A | N/A | N/A | N/A | N/A |  | 120 V/1-180 VA | N/A | Linked Revit Model : Clinic_A.rvt | UNSET |  |  | Level: Level 1 |  |  |  | 0.500000 | [7 empty] | 0.460000 |  |  |  |  | N/A | UNSET | N/A | N/A | TRUE | N/A | 0 | N/A | 0 | 0 | 0 | 0 | 0 | UNSET | N/A | N/A | FIXED | N/A | Ground Fault Receptacles | UNSET | N/A |  | N/A | N/A | N/A | 0 | L1 | 0 | N/A | N/A | N/A | 0 | [16 empty] | N/A |  |  |  | 23.80.50.11.17 | [7 empty] | Receptacle |  | N21B | 1 | [5 empty] | 1291.669250 | 0.000000 | 249 | 1937.503875 | TRUE
1918 | Level 1 |  | 901093 | New Construction | N/A | [5 empty] | 103409 |  | 46586 |  | 43816 |  |  | Standard | 0 |  | 98748,98749,98750,98751,98752,98753,103571,103572,103573,103574,103575 | 0Oe4W3Rwf1Dht7uPdCMRtI | 1 |  | M_Duplex Receptacle:Standard:Standard:901093 |  |  | N/A | 1918 | N/A |  | N/A | N/A | N/A | N/A | N/A |  | 120 V/1-180 VA | N/A | Linked Revit Model : Clinic_A.rvt | UNSET |  |  | Level: Level 1 |  |  |  | 0.500000 | [7 empty] | 0.460000 |  |  |  |  | N/A | UNSET | N/A | N/A | TRUE | N/A | 0 | N/A | 0 | 0 | 0 | 0 | 0 | UNSET | N/A | N/A | FIXED | N/A | Ground Fault Receptacles | UNSET | N/A |  | N/A | N/A | N/A | 0 | L1 | 0 | N/A | N/A | N/A | 0 | [16 empty] | N/A |  |  |  | 23.80.50.11.17 | [7 empty] | Receptacle |  | N21E2 | 27 | [5 empty] | 1291.669250 | 0.000000 | 344 | 1937.503875 | TRUE
2109 | Level 1 |  | 935031 | New Construction | N/A | [5 empty] | 103409 |  | 46785 |  | 44011 |  |  | Standard | 0 |  | 99943,99944,99945,99946,99947,99948,103571,103572,103573,103574,103575 | 3AFN707Bj9afSO$T13iNB6 | 1 |  | M_Duplex Receptacle:Standard:Standard:935031 |  |  | N/A | 2109 | N/A |  | N/A | N/A | N/A | N/A | N/A |  | 120 V/1-180 VA | N/A | Linked Revit Model : Clinic_A.rvt | UNSET |  |  | Level: Level 1 |  |  |  | 0.500000 | [7 empty] | 0.460000 |  |  |  |  | N/A | UNSET | N/A | N/A | TRUE | N/A | 0 | N/A | 0 | 0 | 0 | 0 | 0 | UNSET | N/A | N/A | FIXED | N/A | Ground Fault Receptacles | UNSET | N/A |  | N/A | N/A | N/A | 0 | L1 | 0 | N/A | N/A | N/A | 0 | [16 empty] | N/A |  |  |  | 23.80.50.11.17 | [7 empty] | Receptacle |  | N21B | 7 | [5 empty] | 1291.669250 | 0.000000 | 535 | 1937.503875 | TRUE
319 | 1AC1 | 0 | 1207902 | New Construction | N/A | Aluminum-Philips Chloride | 0 | F | 0 | Paint-Philips Chloride-Black | 103484 | Rectangle+Spherical | 47238 | 16 | 53868 | REF TYPE MARK | 0 | X1 | 0 | 86604 | 102712,102713,102714,102715,102716,102717,102718,103485,103486,103487,103488,103489,103490,103491,103492,103493,103494 | 1dLDiZnH12mRH5cIKJ8Wqb | 1 | No Photometry Available | Exit Sign - Ceiling_Mount_Single:X1:X1:1207902 |  | NO | N/A | 319 | N/A | 16777215 | N/A | N/A | N/A | N/A | N/A | 0.225524 | Luminaire 120 V/1-4 VA | N/A | Linked Revit Model : Clinic_A.rvt | UNSET | 0.336550 | Not Available | Level: Level 1 | UNSET | F | 0 | 2.680000 | Plastic-Philips Chloride-Red | 40.902860 | 0 | 0.609600 | 0.120650 | 0.336550 | 0.225524 | 1.219200 | 12/27 (Dual Voltage - 120/277) | Not Available | LED | 1291.669250 | N/A | UNSET | N/A | N/A | TRUE | N/A | 0 | N/A | 0 | 0 | 0 | 0 | 0 | UNSET | N/A | N/A | FIXED | N/A | Emergency Lighting | UNSET | N/A | D5020200 | N/A | N/A | N/A | 0 | L1 | 0 | N/A | N/A | N/A | 0 | UNSET | UNSET | 0 | 0 | 0 | 0 | 0 | Horizontal | Not Available | Not Available | Not Available | Not Available | Matte Black w/Brushed Aluminum Face | Not Applicable | Red | 1 | N/A | Lighting Equipment | http://www.chloridesys.com/chloride/Chloridefixture.cfm?ID=3748 | http://www.chloridesys.com/chloride/ | 23.80.70.11.21 | CE-11400 | 55 Line LED Die Cast Aluminum Exit - Traditional | X1 | 55LA-1-12/27-R | 55LA-1-12/27-R
719 | 1AC1 | 0 | 752725 | New Construction | N/A |  | 0 |  | 0 |  | 103484 | Point+HemiSpherical | 45585 |  | 43215 | REF TYPE MARK | 0 | T1 | 0 | 103260 | 92274,92275,92276,92277,92278,92279,92280,103284,103285,103286,103287,103288,103289,103290,103291,103292 | 1MPejKGxvAxOPe64yBS1lL | 1 |  | M_Sconce Light - Sphere:T1:T1:752725 |  | NO | N/A | 719 | N/A | 16777215 | N/A | N/A | N/A | N/A | N/A |  | 120 V/1-100 VA | N/A | Grid : D.9 | UNSET |  |  | Level: Level 1 | UNSET | F | 0 | 2.000000 |  | 1076.391042 | 0 | 0.050000 |  |  |  | 1.900000 |  |  | - |  | N/A | UNSET | N/A | N/A | TRUE | N/A | 0 | N/A | 0 | 0 | 0 | 0 | 0 | UNSET | N/A | N/A | FIXED | N/A | General Luminaries, Non Directional | UNSET | N/A | D5020220 | N/A | N/A | N/A | 0 | L1 | 0 | N/A | N/A | N/A | 0 | UNSET | UNSET | 0 | 0 | 0 | 0 | 0 | [9 empty] | N/A | Lighting - Incandescent |  |  | 23.80.70.11.11 |  |  | T1 |  |  |  | 1291.669250 | Lighting - Dwelling Unit | 1 | L41C | 7 |  |  | 2900.000000 | [7 empty] | Glass - Frosted | 0.200000
720 | 1AC1 | 0 | 752761 | New Construction | N/A |  | 0 |  | 0 |  | 103484 | Point+HemiSpherical | 45586 |  | 43216 | REF TYPE MARK | 0 | T1 | 0 | 103260 | 92281,92282,92283,92284,92285,92286,92287,103284,103285,103286,103287,103288,103289,103290,103291,103292 | 1MPejKGxvAxOPe64yBS1lv | 1 |  | M_Sconce Light - Sphere:T1:T1:752761 |  | NO | N/A | 720 | N/A | 16777215 | N/A | N/A | N/A | N/A | N/A |  | 120 V/1-100 VA | N/A | Grid : D.9 | UNSET |  |  | Level: Level 1 | UNSET | F | 0 | 2.000000 |  | 1076.391042 | 0 | 0.050000 |  |  |  | 1.900000 |  |  | - |  | N/A | UNSET | N/A | N/A | TRUE | N/A | 0 | N/A | 0 | 0 | 0 | 0 | 0 | UNSET | N/A | N/A | FIXED | N/A | General Luminaries, Non Directional | UNSET | N/A | D5020220 | N/A | N/A | N/A | 0 | L1 | 0 | N/A | N/A | N/A | 0 | UNSET | UNSET | 0 | 0 | 0 | 0 | 0 | [9 empty] | N/A | Lighting - Incandescent |  |  | 23.80.70.11.11 |  |  | T1 |  |  |  | 1291.669250 | Lighting - Dwelling Unit | 1 | L41C | 7 |  |  | 2900.000000 | [7 empty] | Glass - Frosted | 0.200000
721 | 1AC1 | 0 | 753021 | New Construction | N/A |  | 0 |  | 0 |  | 103484 | Point+HemiSpherical | 45587 |  | 43217 | REF TYPE MARK | 0 | T1 | 0 | 103260 | 92288,92289,92290,92291,92292,92293,92294,103284,103285,103286,103287,103288,103289,103290,103291,103292 | 1MPejKGxvAxOPe64yBS1hz | 1 |  | M_Sconce Light - Sphere:T1:T1:753021 |  | NO | N/A | 721 | N/A | 16777215 | N/A | N/A | N/A | N/A | N/A |  | 120 V/1-100 VA | N/A | Linked Revit Model : Clinic_A.rvt | UNSET |  |  | Level: Level 1 | UNSET | F | 0 | 2.000000 |  | 1076.391042 | 0 | 0.050000 |  |  |  | 1.900000 |  |  | - |  | N/A | UNSET | N/A | N/A | TRUE | N/A | 0 | N/A | 0 | 0 | 0 | 0 | 0 | UNSET | N/A | N/A | FIXED | N/A | General Luminaries, Non Directional | UNSET | N/A | D5020220 | N/A | N/A | N/A | 0 | L1 | 0 | N/A | N/A | N/A | 0 | UNSET | UNSET | 0 | 0 | 0 | 0 | 0 | [9 empty] | N/A | Lighting - Incandescent |  |  | 23.80.70.11.11 |  |  | T1 |  |  |  | 1291.669250 | Lighting - Dwelling Unit | 1 | L41C | 7 |  |  | 2900.000000 | [7 empty] | Glass - Frosted | 0.200000
722 | 1AC1 | 0 | 753296 | New Construction | N/A |  | 0 |  | 0 |  | 103484 | Point+HemiSpherical | 45588 |  | 43218 | REF TYPE MARK | 0 | T1 | 0 | 103260 | 92295,92296,92297,92298,92299,92300,92301,103284,103285,103286,103287,103288,103289,103290,103291,103292 | 1MPejKGxvAxOPe64yBS1aG | 1 |  | M_Sconce Light - Sphere:T1:T1:753296 |  | NO | N/A | 722 | N/A | 16777215 | N/A | N/A | N/A | N/A | N/A |  | 120 V/1-100 VA | N/A | Linked Revit Model : Clinic_A.rvt | UNSET |  |  | Level: Level 1 | UNSET | F | 0 | 2.000000 |  | 1076.391042 | 0 | 0.050000 |  |  |  | 1.900000 |  |  | - |  | N/A | UNSET | N/A | N/A | TRUE | N/A | 0 | N/A | 0 | 0 | 0 | 0 | 0 | UNSET | N/A | N/A | FIXED | N/A | General Luminaries, Non Directional | UNSET | N/A | D5020220 | N/A | N/A | N/A | 0 | L1 | 0 | N/A | N/A | N/A | 0 | UNSET | UNSET | 0 | 0 | 0 | 0 | 0 | [9 empty] | N/A | Lighting - Incandescent |  |  | 23.80.70.11.11 |  |  | T1 |  |  |  | 1291.669250 | Lighting - Dwelling Unit | 1 | L41C | 7 |  |  | 2900.000000 | [7 empty] | Glass - Frosted | 0.200000
1106 | 1AC1 | 0 | 749654 | New Construction | N/A |  | 0 |  | 0 |  | 103484 | Point+HemiSpherical | 45557 |  | 53428 | REF TYPE MARK | 0 | SD - 213mm Diameter | 0 |  | 92078,92079,92080,92081,92082,92083,92084,103427,103428,103429,103430,103431,103432,103433,103434 | 1MPejKGxvAxOPe64yBS1VM | 1 |  | M_Downlight - Recessed Can:SD - 213mm Diameter:SD - 213mm Diameter:749654 |  | NO | N/A | 1106 | N/A | 16777215 | N/A | N/A | N/A | N/A | N/A |  | 120 V/1-100 VA | N/A | Linked Revit Model : Clinic_A.rvt | UNSET |  |  | Level: Level 1 | UNSET | F | 0 | 3.800000 |  | 1076.391042 | 0 | 0.050000 |  |  |  | 1.200000 |  |  | T4, QUAD TUBE, CRI=82 |  | N/A | UNSET | N/A | N/A | TRUE | N/A | 0 | N/A | 0 | 0 | 0 | 0 | 0 | UNSET | N/A | N/A | FIXED | N/A | Downlights | UNSET | N/A | D5020220 | N/A | N/A | N/A | 0 | L1 | 0 | N/A | N/A | N/A | 0 | UNSET | UNSET | 0 | 0 | 0 | 0 | 0 | [9 empty] | N/A | Lighting - Incandescent |  |  | 23.80.70.11.14.11 |  |  | SD |  |  | 0.100000 | 1291.669250 | Lighting - Dwelling Unit | 1 | L41C | 2 | 0.200000 | 0.200000 | 1800.000000 | 26 | 0.087300
1107 | 1AC1 | 0 | 749727 | New Construction | N/A |  | 0 |  | 0 |  | 103484 | Point+HemiSpherical | 45558 |  | 53429 | REF TYPE MARK | 0 | SDB - 213mm Diameter | 0 |  | 92085,92086,92087,92088,92089,92090,92091,103193,103194,103195,103196,103197,103198,103199,103219 | 1MPejKGxvAxOPe64yBS1SV | 1 |  | M_Downlight - Recessed Can:SDB - 213mm Diameter:SDB - 213mm Diameter:749727 |  | YES | N/A | 1107 | N/A | 16777215 | N/A | N/A | N/A | N/A | N/A |  | 120 V/1-100 VA | N/A | Linked Revit Model : Clinic_A.rvt | UNSET |  |  | Level: Level 1 | UNSET | F | 0 | 3.800000 |  | 1076.391042 | 0 | 0.050000 |  |  |  | 1.200000 |  |  | T4, QUAD TUBE, CRI=82 |  | N/A | UNSET | N/A | N/A | TRUE | N/A | 0 | N/A | 0 | 0 | 0 | 0 | 0 | UNSET | N/A | N/A | FIXED | N/A | Downlights | UNSET | N/A | D5020220 | N/A | N/A | N/A | 0 | L1 | 0 | N/A | N/A | N/A | 0 | UNSET | UNSET | 0 | 0 | 0 | 0 | 0 | [9 empty] | N/A | Lighting - Incandescent |  |  | 23.80.70.11.14.11 |  |  | SDB |  |  | 0.100000 | 1291.669250 | Lighting - Dwelling Unit | 1 | L41C | 2 | 0.200000 | 0.200000 | 1800.000000 | 26 | 0.087300
1108 | 1AC1 | 0 | 749761 | New Construction | N/A |  | 0 |  | 0 |  | 103484 | Point+HemiSpherical | 45559 |  | 53430 | REF TYPE MARK | 0 | SD - 213mm Diameter | 0 |  | 92092,92093,92094,92095,92096,92097,92098,103427,103428,103429,103430,103431,103432,103433,103434 | 1MPejKGxvAxOPe64yBS1T1 | 1 |  | M_Downlight - Recessed Can:SD - 213mm Diameter:SD - 213mm Diameter:749761 |  | NO | N/A | 1108 | N/A | 16777215 | N/A | N/A | N/A | N/A | N/A |  | 120 V/1-100 VA | N/A | Linked Revit Model : Clinic_A.rvt | UNSET |  |  | Level: Level 1 | UNSET | F | 0 | 3.800000 |  | 1076.391042 | 0 | 0.050000 |  |  |  | 1.200000 |  |  | T4, QUAD TUBE, CRI=82 |  | N/A | UNSET | N/A | N/A | TRUE | N/A | 0 | N/A | 0 | 0 | 0 | 0 | 0 | UNSET | N/A | N/A | FIXED | N/A | Downlights | UNSET | N/A | D5020220 | N/A | N/A | N/A | 0 | L1 | 0 | N/A | N/A | N/A | 0 | UNSET | UNSET | 0 | 0 | 0 | 0 | 0 | [9 empty] | N/A | Lighting - Incandescent |  |  | 23.80.70.11.14.11 |  |  | SD |  |  | 0.100000 | 1291.669250 | Lighting - Dwelling Unit | 1 | L41C | 2 | 0.200000 | 0.200000 | 1800.000000 | 26 | 0.087300
1109 | 1AC1 | 0 | 749805 | New Construction | N/A |  | 0 |  | 0 |  | 103484 | Point+HemiSpherical | 45560 |  | 53431 | REF TYPE MARK | 0 | SD - 213mm Diameter | 0 |  | 92099,92100,92101,92102,92103,92104,92105,103427,103428,103429,103430,103431,103432,103433,103434 | 1MPejKGxvAxOPe64yBS1Tj | 1 |  | M_Downlight - Recessed Can:SD - 213mm Diameter:SD - 213mm Diameter:749805 |  | NO | N/A | 1109 | N/A | 16777215 | N/A | N/A | N/A | N/A | N/A |  | 120 V/1-100 VA | N/A | Linked Revit Model : Clinic_A.rvt | UNSET |  |  | Level: Level 1 | UNSET | F | 0 | 3.800000 |  | 1076.391042 | 0 | 0.050000 |  |  |  | 1.200000 |  |  | T4, QUAD TUBE, CRI=82 |  | N/A | UNSET | N/A | N/A | TRUE | N/A | 0 | N/A | 0 | 0 | 0 | 0 | 0 | UNSET | N/A | N/A | FIXED | N/A | Downlights | UNSET | N/A | D5020220 | N/A | N/A | N/A | 0 | L1 | 0 | N/A | N/A | N/A | 0 | UNSET | UNSET | 0 | 0 | 0 | 0 | 0 | [9 empty] | N/A | Lighting - Incandescent |  |  | 23.80.70.11.14.11 |  |  | SD |  |  | 0.100000 | 1291.669250 | Lighting - Dwelling Unit | 1 | L41C | 2 | 0.200000 | 0.200000 | 1800.000000 | 26 | 0.087300
1110 | 1AC1 | 0 | 749843 | New Construction | N/A |  | 0 |  | 0 |  | 103484 | Point+HemiSpherical | 45561 |  | 53432 | REF TYPE MARK | 0 | SDB - 213mm Diameter | 0 |  | 92106,92107,92108,92109,92110,92111,92112,103193,103194,103195,103196,103197,103198,103199,103219 | 1MPejKGxvAxOPe64yBS1QJ | 1 |  | M_Downlight - Recessed Can:SDB - 213mm Diameter:SDB - 213mm Diameter:749843 |  | YES | N/A | 1110 | N/A | 16777215 | N/A | N/A | N/A | N/A | N/A |  | 120 V/1-100 VA | N/A | Linked Revit Model : Clinic_A.rvt | UNSET |  |  | Level: Level 1 | UNSET | F | 0 | 3.800000 |  | 1076.391042 | 0 | 0.050000 |  |  |  | 1.200000 |  |  | T4, QUAD TUBE, CRI=82 |  | N/A | UNSET | N/A | N/A | TRUE | N/A | 0 | N/A | 0 | 0 | 0 | 0 | 0 | UNSET | N/A | N/A | FIXED | N/A | Downlights | UNSET | N/A | D5020220 | N/A | N/A | N/A | 0 | L1 | 0 | N/A | N/A | N/A | 0 | UNSET | UNSET | 0 | 0 | 0 | 0 | 0 | [9 empty] | N/A | Lighting - Incandescent |  |  | 23.80.70.11.14.11 |  |  | SDB |  |  | 0.100000 | 1291.669250 | Lighting - Dwelling Unit | 1 | L41C | 2 | 0.200000 | 0.200000 | 1800.000000 | 26 | 0.087300
1111 | 1AC1 | 0 | 749876 | New Construction | N/A |  | 0 |  | 0 |  | 103484 | Point+HemiSpherical | 45562 |  | 53433 | REF TYPE MARK | 0 | SD - 213mm Diameter | 0 |  | 92113,92114,92115,92116,92117,92118,92119,103427,103428,103429,103430,103431,103432,103433,103434 | 1MPejKGxvAxOPe64yBS1Qq | 1 |  | M_Downlight - Recessed Can:SD - 213mm Diameter:SD - 213mm Diameter:749876 |  | NO | N/A | 1111 | N/A | 16777215 | N/A | N/A | N/A | N/A | N/A |  | 120 V/1-100 VA | N/A | Linked Revit Model : Clinic_A.rvt | UNSET |  |  | Level: Level 1 | UNSET | F | 0 | 3.800000 |  | 1076.391042 | 0 | 0.050000 |  |  |  | 1.200000 |  |  | T4, QUAD TUBE, CRI=82 |  | N/A | UNSET | N/A | N/A | TRUE | N/A | 0 | N/A | 0 | 0 | 0 | 0 | 0 | UNSET | N/A | N/A | FIXED | N/A | Downlights | UNSET | N/A | D5020220 | N/A | N/A | N/A | 0 | L1 | 0 | N/A | N/A | N/A | 0 | UNSET | UNSET | 0 | 0 | 0 | 0 | 0 | [9 empty] | N/A | Lighting - Incandescent |  |  | 23.80.70.11.14.11 |  |  | SD |  |  | 0.100000 | 1291.669250 | Lighting - Dwelling Unit | 1 | L41C | 2 | 0.200000 | 0.200000 | 1800.000000 | 26 | 0.087300
1112 | 1AC1 | 0 | 749899 | New Construction | N/A |  | 0 |  | 0 |  | 103484 | Point+HemiSpherical | 45563 |  | 53434 | REF TYPE MARK | 0 | SD - 213mm Diameter | 0 |  | 92120,92121,92122,92123,92124,92125,92126,103427,103428,103429,103430,103431,103432,103433,103434 | 1MPejKGxvAxOPe64yBS1RB | 1 |  | M_Downlight - Recessed Can:SD - 213mm Diameter:SD - 213mm Diameter:749899 |  | NO | N/A | 1112 | N/A | 16777215 | N/A | N/A | N/A | N/A | N/A |  | 120 V/1-100 VA | N/A | Linked Revit Model : Clinic_A.rvt | UNSET |  |  | Level: Level 1 | UNSET | F | 0 | 3.800000 |  | 1076.391042 | 0 | 0.050000 |  |  |  | 1.200000 |  |  | T4, QUAD TUBE, CRI=82 |  | N/A | UNSET | N/A | N/A | TRUE | N/A | 0 | N/A | 0 | 0 | 0 | 0 | 0 | UNSET | N/A | N/A | FIXED | N/A | Downlights | UNSET | N/A | D5020220 | N/A | N/A | N/A | 0 | L1 | 0 | N/A | N/A | N/A | 0 | UNSET | UNSET | 0 | 0 | 0 | 0 | 0 | [9 empty] | N/A | Lighting - Incandescent |  |  | 23.80.70.11.14.11 |  |  | SD |  |  | 0.100000 | 1291.669250 | Lighting - Dwelling Unit | 1 | L41C | 2 | 0.200000 | 0.200000 | 1800.000000 | 26 | 0.087300
1113 | 1AC1 | 0 | 749926 | New Construction | N/A |  | 0 |  | 0 |  | 103484 | Point+HemiSpherical | 45564 |  | 53435 | REF TYPE MARK | 0 | SD - 213mm Diameter | 0 |  | 92127,92128,92129,92130,92131,92132,92133,103427,103428,103429,103430,103431,103432,103433,103434 | 1MPejKGxvAxOPe64yBS1Rc | 1 |  | M_Downlight - Recessed Can:SD - 213mm Diameter:SD - 213mm Diameter:749926 |  | NO | N/A | 1113 | N/A | 16777215 | N/A | N/A | N/A | N/A | N/A |  | 120 V/1-100 VA | N/A | Linked Revit Model : Clinic_A.rvt | UNSET |  |  | Level: Level 1 | UNSET | F | 0 | 3.800000 |  | 1076.391042 | 0 | 0.050000 |  |  |  | 1.200000 |  |  | T4, QUAD TUBE, CRI=82 |  | N/A | UNSET | N/A | N/A | TRUE | N/A | 0 | N/A | 0 | 0 | 0 | 0 | 0 | UNSET | N/A | N/A | FIXED | N/A | Downlights | UNSET | N/A | D5020220 | N/A | N/A | N/A | 0 | L1 | 0 | N/A | N/A | N/A | 0 | UNSET | UNSET | 0 | 0 | 0 | 0 | 0 | [9 empty] | N/A | Lighting - Incandescent |  |  | 23.80.70.11.14.11 |  |  | SD |  |  | 0.100000 | 1291.669250 | Lighting - Dwelling Unit | 1 | L41C | 2 | 0.200000 | 0.200000 | 1800.000000 | 26 | 0.087300
1114 | 1AC1 | 0 | 749954 | New Construction | N/A |  | 0 |  | 0 |  | 103484 | Point+HemiSpherical | 45565 |  | 53436 | REF TYPE MARK | 0 | SDB - 213mm Diameter | 0 |  | 92134,92135,92136,92137,92138,92139,92140,103193,103194,103195,103196,103197,103198,103199,103219 | 1MPejKGxvAxOPe64yBS1O2 | 1 |  | M_Downlight - Recessed Can:SDB - 213mm Diameter:SDB - 213mm Diameter:749954 |  | YES | N/A | 1114 | N/A | 16777215 | N/A | N/A | N/A | N/A | N/A |  | 120 V/1-100 VA | N/A | Linked Revit Model : Clinic_A.rvt | UNSET |  |  | Level: Level 1 | UNSET | F | 0 | 3.800000 |  | 1076.391042 | 0 | 0.050000 |  |  |  | 1.200000 |  |  | T4, QUAD TUBE, CRI=82 |  | N/A | UNSET | N/A | N/A | TRUE | N/A | 0 | N/A | 0 | 0 | 0 | 0 | 0 | UNSET | N/A | N/A | FIXED | N/A | Downlights | UNSET | N/A | D5020220 | N/A | N/A | N/A | 0 | L1 | 0 | N/A | N/A | N/A | 0 | UNSET | UNSET | 0 | 0 | 0 | 0 | 0 | [9 empty] | N/A | Lighting - Incandescent |  |  | 23.80.70.11.14.11 |  |  | SDB |  |  | 0.100000 | 1291.669250 | Lighting - Dwelling Unit | 1 | L41C | 2 | 0.200000 | 0.200000 | 1800.000000 | 26 | 0.087300
1115 | 1AC1 | 0 | 749997 | New Construction | N/A |  | 0 |  | 0 |  | 103484 | Point+HemiSpherical | 45566 |  | 53437 | REF TYPE MARK | 0 | SD - 213mm Diameter | 0 |  | 92141,92142,92143,92144,92145,92146,92147,103427,103428,103429,103430,103431,103432,103433,103434 | 1MPejKGxvAxOPe64yBS1Oj | 1 |  | M_Downlight - Recessed Can:SD - 213mm Diameter:SD - 213mm Diameter:749997 |  | NO | N/A | 1115 | N/A | 16777215 | N/A | N/A | N/A | N/A | N/A |  | 120 V/1-100 VA | N/A | Linked Revit Model : Clinic_A.rvt | UNSET |  |  | Level: Level 1 | UNSET | F | 0 | 3.800000 |  | 1076.391042 | 0 | 0.050000 |  |  |  | 1.200000 |  |  | T4, QUAD TUBE, CRI=82 |  | N/A | UNSET | N/A | N/A | TRUE | N/A | 0 | N/A | 0 | 0 | 0 | 0 | 0 | UNSET | N/A | N/A | FIXED | N/A | Downlights | UNSET | N/A | D5020220 | N/A | N/A | N/A | 0 | L1 | 0 | N/A | N/A | N/A | 0 | UNSET | UNSET | 0 | 0 | 0 | 0 | 0 | [9 empty] | N/A | Lighting - Incandescent |  |  | 23.80.70.11.14.11 |  |  | SD |  |  | 0.100000 | 1291.669250 | Lighting - Dwelling Unit | 1 | L41C | 2 | 0.200000 | 0.200000 | 1800.000000 | 26 | 0.087300
1116 | 1AC1 | 0 | 750055 | New Construction | N/A |  | 0 |  | 0 |  | 103484 | Point+HemiSpherical | 45567 |  | 53438 | REF TYPE MARK | 0 | SDB - 213mm Diameter | 0 |  | 92148,92149,92150,92151,92152,92153,92154,103193,103194,103195,103196,103197,103198,103199,103219 | 1MPejKGxvAxOPe64yBS1Pd | 1 |  | M_Downlight - Recessed Can:SDB - 213mm Diameter:SDB - 213mm Diameter:750055 |  | YES | N/A | 1116 | N/A | 16777215 | N/A | N/A | N/A | N/A | N/A |  | 120 V/1-100 VA | N/A | Linked Revit Model : Clinic_A.rvt | UNSET |  |  | Level: Level 1 | UNSET | F | 0 | 2.680000 |  | 1076.391042 | 0 | 0.050000 |  |  |  | 1.200000 |  |  | T4, QUAD TUBE, CRI=82 |  | N/A | UNSET | N/A | N/A | TRUE | N/A | 0 | N/A | 0 | 0 | 0 | 0 | 0 | UNSET | N/A | N/A | FIXED | N/A | Downlights | UNSET | N/A | D5020220 | N/A | N/A | N/A | 0 | L1 | 0 | N/A | N/A | N/A | 0 | UNSET | UNSET | 0 | 0 | 0 | 0 | 0 | [9 empty] | N/A | Lighting - Incandescent |  |  | 23.80.70.11.14.11 |  |  | SDB |  |  | 0.100000 | 1291.669250 | Lighting - Dwelling Unit | 1 | L41B | 2 | 0.200000 | 0.200000 | 1800.000000 | 26 | 0.087300
1117 | 1AC1 | 0 | 750152 | New Construction | N/A |  | 0 |  | 0 |  | 103484 | Point+HemiSpherical | 45568 |  | 53439 | REF TYPE MARK | 0 | SD - 213mm Diameter | 0 |  | 92155,92156,92157,92158,92159,92160,92161,103427,103428,103429,103430,103431,103432,103433,103434 | 1MPejKGxvAxOPe64yBS1N8 | 1 |  | M_Downlight - Recessed Can:SD - 213mm Diameter:SD - 213mm Diameter:750152 |  | NO | N/A | 1117 | N/A | 16777215 | N/A | N/A | N/A | N/A | N/A |  | 120 V/1-100 VA | N/A | Linked Revit Model : Clinic_A.rvt | UNSET |  |  | Level: Level 1 | UNSET | F | 0 | 2.680000 |  | 1076.391042 | 0 | 0.050000 |  |  |  | 1.200000 |  |  | T4, QUAD TUBE, CRI=82 |  | N/A | UNSET | N/A | N/A | TRUE | N/A | 0 | N/A | 0 | 0 | 0 | 0 | 0 | UNSET | N/A | N/A | FIXED | N/A | Downlights | UNSET | N/A | D5020220 | N/A | N/A | N/A | 0 | L1 | 0 | N/A | N/A | N/A | 0 | UNSET | UNSET | 0 | 0 | 0 | 0 | 0 | [9 empty] | N/A | Lighting - Incandescent |  |  | 23.80.70.11.14.11 |  |  | SD |  |  | 0.100000 | 1291.669250 | Lighting - Dwelling Unit | 1 | L41B | 2 | 0.200000 | 0.200000 | 1800.000000 | 26 | 0.087300
1119 | 1AC1 | 0 | 751607 | New Construction | N/A |  | 0 |  | 0 |  | 103484 | Point+HemiSpherical | 45574 |  | 53445 | REF TYPE MARK | 0 | LV - 203mm Diameter | 0 |  | 92197,92198,92199,92200,92201,92202,92203,103413,103414,103415,103416,103417,103418,103419,103420 | 1MPejKGxvAxOPe64yBS11t | 1 |  | M_Downlight - Recessed Can:LV - 203mm Diameter:LV - 203mm Diameter:751607 |  | NO | N/A | 1119 | N/A | 16777215 | N/A | N/A | N/A | N/A | N/A |  | 120 V/1-100 VA | N/A | Linked Revit Model : Clinic_A.rvt | UNSET |  |  | Level: Level 1 | UNSET | F | 0 | 2.500000 |  | 1076.391042 | 0 | 0.050000 |  |  |  | 1.200000 |  |  | MR16 |  | N/A | UNSET | N/A | N/A | TRUE | N/A | 0 | N/A | 0 | 0 | 0 | 0 | 0 | UNSET | N/A | N/A | FIXED | N/A | Downlights | UNSET | N/A | D5020220 | N/A | N/A | N/A | 0 | L1 | 0 | N/A | N/A | N/A | 0 | UNSET | UNSET | 0 | 0 | 0 | 0 | 0 | [9 empty] | N/A | Lighting - Incandescent |  |  | 23.80.70.11.14.11 |  |  | LV |  |  | 0.100000 | 1291.669250 | Lighting - Dwelling Unit | 1 | L41C | 7 | 0.200000 | 0.200000 | 0.000000 | 50 | 0.087300
1120 | 1AC1 | 0 | 751662 | New Construction | N/A |  | 0 |  | 0 |  | 103484 | Point+HemiSpherical | 45575 |  | 53446 | REF TYPE MARK | 0 | LV - 203mm Diameter | 0 |  | 92204,92205,92206,92207,92208,92209,92210,103413,103414,103415,103416,103417,103418,103419,103420 | 1MPejKGxvAxOPe64yBS1_k | 1 |  | M_Downlight - Recessed Can:LV - 203mm Diameter:LV - 203mm Diameter:751662 |  | NO | N/A | 1120 | N/A | 16777215 | N/A | N/A | N/A | N/A | N/A |  | 120 V/1-100 VA | N/A | Linked Revit Model : Clinic_A.rvt | UNSET |  |  | Level: Level 1 | UNSET | F | 0 | 2.800000 |  | 1076.391042 | 0 | 0.050000 |  |  |  | 1.200000 |  |  | MR16 |  | N/A | UNSET | N/A | N/A | TRUE | N/A | 0 | N/A | 0 | 0 | 0 | 0 | 0 | UNSET | N/A | N/A | FIXED | N/A | Downlights | UNSET | N/A | D5020220 | N/A | N/A | N/A | 0 | L1 | 0 | N/A | N/A | N/A | 0 | UNSET | UNSET | 0 | 0 | 0 | 0 | 0 | [9 empty] | N/A | Lighting - Incandescent |  |  | 23.80.70.11.14.11 |  |  | LV |  |  | 0.100000 | 1291.669250 | Lighting - Dwelling Unit | 1 | L41C | 7 | 0.200000 | 0.200000 | 0.000000 | 50 | 0.087300
1121 | 1AC1 | 0 | 751761 | New Construction | N/A |  | 0 |  | 0 |  | 103484 | Point+HemiSpherical | 45576 |  | 53447 | REF TYPE MARK | 0 | LV - 203mm Diameter | 0 |  | 92211,92212,92213,92214,92215,92216,92217,103413,103414,103415,103416,103417,103418,103419,103420 | 1MPejKGxvAxOPe64yBS1yH | 1 |  | M_Downlight - Recessed Can:LV - 203mm Diameter:LV - 203mm Diameter:751761 |  | NO | N/A | 1121 | N/A | 16777215 | N/A | N/A | N/A | N/A | N/A |  | 120 V/1-100 VA | N/A | Linked Revit Model : Clinic_A.rvt | UNSET |  |  | Level: Level 1 | UNSET | F | 0 | 2.500000 |  | 1076.391042 | 0 | 0.050000 |  |  |  | 1.200000 |  |  | MR16 |  | N/A | UNSET | N/A | N/A | TRUE | N/A | 0 | N/A | 0 | 0 | 0 | 0 | 0 | UNSET | N/A | N/A | FIXED | N/A | Downlights | UNSET | N/A | D5020220 | N/A | N/A | N/A | 0 | L1 | 0 | N/A | N/A | N/A | 0 | UNSET | UNSET | 0 | 0 | 0 | 0 | 0 | [9 empty] | N/A | Lighting - Incandescent |  |  | 23.80.70.11.14.11 |  |  | LV |  |  | 0.100000 | 1291.669250 | Lighting - Dwelling Unit | 1 | L41C | 7 | 0.200000 | 0.200000 | 0.000000 | 50 | 0.087300
1122 | 1AC1 | 0 | 751813 | New Construction | N/A |  | 0 |  | 0 |  | 103484 | Point+HemiSpherical | 45577 |  | 53448 | REF TYPE MARK | 0 | LV - 203mm Diameter | 0 |  | 92218,92219,92220,92221,92222,92223,92224,103413,103414,103415,103416,103417,103418,103419,103420 | 1MPejKGxvAxOPe64yBS1z5 | 1 |  | M_Downlight - Recessed Can:LV - 203mm Diameter:LV - 203mm Diameter:751813 |  | NO | N/A | 1122 | N/A | 16777215 | N/A | N/A | N/A | N/A | N/A |  | 120 V/1-100 VA | N/A | <not associated> | UNSET |  |  | Level: Level 1 | UNSET | F | 0 | 2.500000 |  | 1076.391042 | 0 | 0.050000 |  |  |  | 1.200000 |  |  | MR16 |  | N/A | UNSET | N/A | N/A | TRUE | N/A | 0 | N/A | 0 | 0 | 0 | 0 | 0 | UNSET | N/A | N/A | FIXED | N/A | Downlights | UNSET | N/A | D5020220 | N/A | N/A | N/A | 0 | L1 | 0 | N/A | N/A | N/A | 0 | UNSET | UNSET | 0 | 0 | 0 | 0 | 0 | [9 empty] | N/A | Lighting - Incandescent |  |  | 23.80.70.11.14.11 |  |  | LV |  |  | 0.100000 | 1291.669250 | Lighting - Dwelling Unit | 1 | L41C | 7 | 0.200000 | 0.200000 | 0.000000 | 50 | 0.087300
1123 | 1AC1 | 0 | 751885 | New Construction | N/A |  | 0 |  | 0 |  | 103484 | Point+HemiSpherical | 45578 |  | 53449 | REF TYPE MARK | 0 | LV - 203mm Diameter | 0 |  | 92225,92226,92227,92228,92229,92230,92231,103413,103414,103415,103416,103417,103418,103419,103420 | 1MPejKGxvAxOPe64yBS1wD | 1 |  | M_Downlight - Recessed Can:LV - 203mm Diameter:LV - 203mm Diameter:751885 |  | NO | N/A | 1123 | N/A | 16777215 | N/A | N/A | N/A | N/A | N/A |  | 120 V/1-100 VA | N/A | Linked Revit Model : Clinic_A.rvt | UNSET |  |  | Level: Level 1 | UNSET | F | 0 | 2.800000 |  | 1076.391042 | 0 | 0.050000 |  |  |  | 1.200000 |  |  | MR16 |  | N/A | UNSET | N/A | N/A | TRUE | N/A | 0 | N/A | 0 | 0 | 0 | 0 | 0 | UNSET | N/A | N/A | FIXED | N/A | Downlights | UNSET | N/A | D5020220 | N/A | N/A | N/A | 0 | L1 | 0 | N/A | N/A | N/A | 0 | UNSET | UNSET | 0 | 0 | 0 | 0 | 0 | [9 empty] | N/A | Lighting - Incandescent |  |  | 23.80.70.11.14.11 |  |  | LV |  |  | 0.100000 | 1291.669250 | Lighting - Dwelling Unit | 1 | L41C | 7 | 0.200000 | 0.200000 | 0.000000 | 50 | 0.087300
1124 | 1AC1 | 0 | 751943 | New Construction | N/A |  | 0 |  | 0 |  | 103484 | Point+HemiSpherical | 45579 |  | 53450 | REF TYPE MARK | 0 | LV - 203mm Diameter | 0 |  | 92232,92233,92234,92235,92236,92237,92238,103413,103414,103415,103416,103417,103418,103419,103420 | 1MPejKGxvAxOPe64yBS1x7 | 1 |  | M_Downlight - Recessed Can:LV - 203mm Diameter:LV - 203mm Diameter:751943 |  | NO | N/A | 1124 | N/A | 16777215 | N/A | N/A | N/A | N/A | N/A |  | 120 V/1-100 VA | N/A | Linked Revit Model : Clinic_A.rvt | UNSET |  |  | Level: Level 1 | UNSET | F | 0 | 3.800000 |  | 1076.391042 | 0 | 0.050000 |  |  |  | 1.200000 |  |  | MR16 |  | N/A | UNSET | N/A | N/A | TRUE | N/A | 0 | N/A | 0 | 0 | 0 | 0 | 0 | UNSET | N/A | N/A | FIXED | N/A | Downlights | UNSET | N/A | D5020220 | N/A | N/A | N/A | 0 | L1 | 0 | N/A | N/A | N/A | 0 | UNSET | UNSET | 0 | 0 | 0 | 0 | 0 | [9 empty] | N/A | Lighting - Incandescent |  |  | 23.80.70.11.14.11 |  |  | LV |  |  | 0.100000 | 1291.669250 | Lighting - Dwelling Unit | 1 | L41C | 7 | 0.200000 | 0.200000 | 0.000000 | 50 | 0.087300
1125 | 1AC1 | 0 | 752026 | New Construction | N/A |  | 0 |  | 0 |  | 103484 | Point+HemiSpherical | 45580 |  | 53451 | REF TYPE MARK | 0 | LV - 203mm Diameter | 0 |  | 92239,92240,92241,92242,92243,92244,92245,103413,103414,103415,103416,103417,103418,103419,103420 | 1MPejKGxvAxOPe64yBS1uQ | 1 |  | M_Downlight - Recessed Can:LV - 203mm Diameter:LV - 203mm Diameter:752026 |  | NO | N/A | 1125 | N/A | 16777215 | N/A | N/A | N/A | N/A | N/A |  | 120 V/1-100 VA | N/A | Linked Revit Model : Clinic_A.rvt | UNSET |  |  | Level: Level 1 | UNSET | F | 0 | 3.800000 |  | 1076.391042 | 0 | 0.050000 |  |  |  | 1.200000 |  |  | MR16 |  | N/A | UNSET | N/A | N/A | TRUE | N/A | 0 | N/A | 0 | 0 | 0 | 0 | 0 | UNSET | N/A | N/A | FIXED | N/A | Downlights | UNSET | N/A | D5020220 | N/A | N/A | N/A | 0 | L1 | 0 | N/A | N/A | N/A | 0 | UNSET | UNSET | 0 | 0 | 0 | 0 | 0 | [9 empty] | N/A | Lighting - Incandescent |  |  | 23.80.70.11.14.11 |  |  | LV |  |  | 0.100000 | 1291.669250 | Lighting - Dwelling Unit | 1 | L41C | 7 | 0.200000 | 0.200000 | 0.000000 | 50 | 0.087300
1126 | 1AC1 | 0 | 752081 | New Construction | N/A |  | 0 |  | 0 |  | 103484 | Point+HemiSpherical | 45581 |  | 53452 | REF TYPE MARK | 0 | LV - 203mm Diameter | 0 |  | 92246,92247,92248,92249,92250,92251,92252,103413,103414,103415,103416,103417,103418,103419,103420 | 1MPejKGxvAxOPe64yBS1vH | 1 |  | M_Downlight - Recessed Can:LV - 203mm Diameter:LV - 203mm Diameter:752081 |  | NO | N/A | 1126 | N/A | 16777215 | N/A | N/A | N/A | N/A | N/A |  | 120 V/1-100 VA | N/A | Linked Revit Model : Clinic_A.rvt | UNSET |  |  | Level: Level 1 | UNSET | F | 0 | 3.800000 |  | 1076.391042 | 0 | 0.050000 |  |  |  | 1.200000 |  |  | MR16 |  | N/A | UNSET | N/A | N/A | TRUE | N/A | 0 | N/A | 0 | 0 | 0 | 0 | 0 | UNSET | N/A | N/A | FIXED | N/A | Downlights | UNSET | N/A | D5020220 | N/A | N/A | N/A | 0 | L1 | 0 | N/A | N/A | N/A | 0 | UNSET | UNSET | 0 | 0 | 0 | 0 | 0 | [9 empty] | N/A | Lighting - Incandescent |  |  | 23.80.70.11.14.11 |  |  | LV |  |  | 0.100000 | 1291.669250 | Lighting - Dwelling Unit | 1 | L41C | 7 | 0.200000 | 0.200000 | 0.000000 | 50 | 0.087300
1127 | 1AC1 | 0 | 752303 | New Construction | N/A |  | 0 |  | 0 |  | 103484 | Point+HemiSpherical | 45582 |  | 53453 | REF TYPE MARK | 0 | LV - 203mm Diameter | 0 |  | 92253,92254,92255,92256,92257,92258,92259,103413,103414,103415,103416,103417,103418,103419,103420 | 1MPejKGxvAxOPe64yBS1ql | 1 |  | M_Downlight - Recessed Can:LV - 203mm Diameter:LV - 203mm Diameter:752303 |  | NO | N/A | 1127 | N/A | 16777215 | N/A | N/A | N/A | N/A | N/A |  | 120 V/1-100 VA | N/A | Linked Revit Model : Clinic_A.rvt | UNSET |  |  | Level: Level 1 | UNSET | F | 0 | 2.500000 |  | 1076.391042 | 0 | 0.050000 |  |  |  | 1.200000 |  |  | MR16 |  | N/A | UNSET | N/A | N/A | TRUE | N/A | 0 | N/A | 0 | 0 | 0 | 0 | 0 | UNSET | N/A | N/A | FIXED | N/A | Downlights | UNSET | N/A | D5020220 | N/A | N/A | N/A | 0 | L1 | 0 | N/A | N/A | N/A | 0 | UNSET | UNSET | 0 | 0 | 0 | 0 | 0 | [9 empty] | N/A | Lighting - Incandescent |  |  | 23.80.70.11.14.11 |  |  | LV |  |  | 0.100000 | 1291.669250 | Lighting - Dwelling Unit | 1 | L41C | 7 | 0.200000 | 0.200000 | 0.000000 | 50 | 0.087300
1128 | 1AC1 | 0 | 752368 | New Construction | N/A |  | 0 |  | 0 |  | 103484 | Point+HemiSpherical | 45583 |  | 53454 | REF TYPE MARK | 0 | LV - 203mm Diameter | 0 |  | 92260,92261,92262,92263,92264,92265,92266,103413,103414,103415,103416,103417,103418,103419,103420 | 1MPejKGxvAxOPe64yBS1rm | 1 |  | M_Downlight - Recessed Can:LV - 203mm Diameter:LV - 203mm Diameter:752368 |  | NO | N/A | 1128 | N/A | 16777215 | N/A | N/A | N/A | N/A | N/A |  | 120 V/1-100 VA | N/A | <not associated> | UNSET |  |  | Level: Level 1 | UNSET | F | 0 | 2.500000 |  | 1076.391042 | 0 | 0.050000 |  |  |  | 1.200000 |  |  | MR16 |  | N/A | UNSET | N/A | N/A | TRUE | N/A | 0 | N/A | 0 | 0 | 0 | 0 | 0 | UNSET | N/A | N/A | FIXED | N/A | Downlights | UNSET | N/A | D5020220 | N/A | N/A | N/A | 0 | L1 | 0 | N/A | N/A | N/A | 0 | UNSET | UNSET | 0 | 0 | 0 | 0 | 0 | [9 empty] | N/A | Lighting - Incandescent |  |  | 23.80.70.11.14.11 |  |  | LV |  |  | 0.100000 | 1291.669250 | Lighting - Dwelling Unit | 1 | L41C | 7 | 0.200000 | 0.200000 | 0.000000 | 50 | 0.087300
1129 | 1AC1 | 0 | 752424 | New Construction | N/A |  | 0 |  | 0 |  | 103484 | Point+HemiSpherical | 45584 |  | 53455 | REF TYPE MARK | 0 | LV - 203mm Diameter | 0 |  | 92267,92268,92269,92270,92271,92272,92273,103413,103414,103415,103416,103417,103418,103419,103420 | 1MPejKGxvAxOPe64yBS1oe | 1 |  | M_Downlight - Recessed Can:LV - 203mm Diameter:LV - 203mm Diameter:752424 |  | NO | N/A | 1129 | N/A | 16777215 | N/A | N/A | N/A | N/A | N/A |  | 120 V/1-100 VA | N/A | Linked Revit Model : Clinic_A.rvt | UNSET |  |  | Level: Level 1 | UNSET | F | 0 | 2.500000 |  | 1076.391042 | 0 | 0.050000 |  |  |  | 1.200000 |  |  | MR16 |  | N/A | UNSET | N/A | N/A | TRUE | N/A | 0 | N/A | 0 | 0 | 0 | 0 | 0 | UNSET | N/A | N/A | FIXED | N/A | Downlights | UNSET | N/A | D5020220 | N/A | N/A | N/A | 0 | L1 | 0 | N/A | N/A | N/A | 0 | UNSET | UNSET | 0 | 0 | 0 | 0 | 0 | [9 empty] | N/A | Lighting - Incandescent |  |  | 23.80.70.11.14.11 |  |  | LV |  |  | 0.100000 | 1291.669250 | Lighting - Dwelling Unit | 1 | L41C | 7 | 0.200000 | 0.200000 | 0.000000 | 50 | 0.087300
1130 | 1AC1 | 0 | 753990 | New Construction | N/A |  | 0 |  | 0 |  | 103484 | Point+HemiSpherical | 45589 |  | 53456 | REF TYPE MARK | 0 | LV - 203mm Diameter | 0 |  | 92302,92303,92304,92305,92306,92307,92308,103413,103414,103415,103416,103417,103418,103419,103420 | 1MPejKGxvAxOPe64yBSER6 | 1 |  | M_Downlight - Recessed Can:LV - 203mm Diameter:LV - 203mm Diameter:753990 |  | NO | N/A | 1130 | N/A | 16777215 | N/A | N/A | N/A | N/A | N/A |  | 120 V/1-100 VA | N/A | Linked Revit Model : Clinic_A.rvt | UNSET |  |  | Level: Level 1 | UNSET | F | 0 | 2.500000 |  | 1076.391042 | 0 | 0.050000 |  |  |  | 1.200000 |  |  | MR16 |  | N/A | UNSET | N/A | N/A | TRUE | N/A | 0 | N/A | 0 | 0 | 0 | 0 | 0 | UNSET | N/A | N/A | FIXED | N/A | Downlights | UNSET | N/A | D5020220 | N/A | N/A | N/A | 0 | L1 | 0 | N/A | N/A | N/A | 0 | UNSET | UNSET | 0 | 0 | 0 | 0 | 0 | [9 empty] | N/A | Lighting - Incandescent |  |  | 23.80.70.11.14.11 |  |  | LV |  |  | 0.100000 | 1291.669250 | Lighting - Dwelling Unit | 1 | L41C | 7 | 0.200000 | 0.200000 | 0.000000 | 50 | 0.087300
1773 | 1AC1 |  | 882999 | New Construction | N/A | [5 empty] | 103484 |  | 46436 |  | 43671 |  |  | Standard | 0 |  | 97839,97840,97841,97842,97843,97844,103571,103572,103573,103574,103575 | 0Oe4W3Rwf1Dht7uPdCMNi0 | 1 |  | M_Duplex Receptacle:Standard:Standard:882999 |  |  | N/A | 1773 | N/A |  | N/A | N/A | N/A | N/A | N/A |  | 120 V/1-180 VA | N/A | Grid : D.9 | UNSET |  |  | Level: Level 1 |  |  |  | 0.500000 | [7 empty] | 0.460000 |  |  |  |  | N/A | UNSET | N/A | N/A | TRUE | N/A | 0 | N/A | 0 | 0 | 0 | 0 | 0 | UNSET | N/A | N/A | FIXED | N/A | Ground Fault Receptacles | UNSET | N/A |  | N/A | N/A | N/A | 0 | L1 | 0 | N/A | N/A | N/A | 0 | [16 empty] | N/A |  |  |  | 23.80.50.11.17 | [7 empty] | Receptacle |  | N21B1 | 2 | [5 empty] | 1291.669250 | 0.000000 | 199 | 1937.503875 | TRUE
1776 | 1AC1 |  | 883657 | New Construction | N/A | [5 empty] | 103484 |  | 46439 |  | 43674 |  |  | Standard | 0 |  | 97858,97859,97860,97861,97862,97863,103571,103572,103573,103574,103575 | 0Oe4W3Rwf1Dht7uPdCMNd_ | 1 |  | M_Duplex Receptacle:Standard:Standard:883657 |  |  | N/A | 1776 | N/A |  | N/A | N/A | N/A | N/A | N/A |  | 120 V/1-180 VA | N/A | Linked Revit Model : Clinic_A.rvt | UNSET |  |  | Level: Level 1 |  |  |  | 0.500000 | [7 empty] | 0.460000 |  |  |  |  | N/A | UNSET | N/A | N/A | TRUE | N/A | 0 | N/A | 0 | 0 | 0 | 0 | 0 | UNSET | N/A | N/A | FIXED | N/A | Ground Fault Receptacles | UNSET | N/A |  | N/A | N/A | N/A | 0 | L1 | 0 | N/A | N/A | N/A | 0 | [16 empty] | N/A |  |  |  | 23.80.50.11.17 | [7 empty] | Receptacle |  | N21B1 | 2 | [5 empty] | 1291.669250 | 0.000000 | 202 | 1937.503875 | TRUE
1777 | 1AC1 |  | 883835 | New Construction | N/A | [5 empty] | 103484 |  | 46440 |  | 43675 |  |  | Standard | 0 |  | 97865,97866,97867,97868,97869,97870,103571,103572,103573,103574,103575 | 0Oe4W3Rwf1Dht7uPdCMNvC | 1 |  | M_Duplex Receptacle:Standard:Standard:883835 |  |  | N/A | 1777 | N/A |  | N/A | N/A | N/A | N/A | N/A |  | 120 V/1-180 VA | N/A | Linked Revit Model : Clinic_A.rvt | UNSET |  |  | Level: Level 1 |  |  |  | 0.500000 | [7 empty] | 0.460000 |  |  |  |  | N/A | UNSET | N/A | N/A | TRUE | N/A | 0 | N/A | 0 | 0 | 0 | 0 | 0 | UNSET | N/A | N/A | FIXED | N/A | Ground Fault Receptacles | UNSET | N/A |  | N/A | N/A | N/A | 0 | L1 | 0 | N/A | N/A | N/A | 0 | [16 empty] | N/A |  |  |  | 23.80.50.11.17 | [7 empty] | Receptacle |  | N21B1 | 2 | [5 empty] | 1291.669250 | 0.000000 | 203 | 1937.503875 | TRUE
1848 | 1AC1 |  | 893004 | New Construction | N/A | [5 empty] | 103484 |  | 46514 |  | 43746 |  |  | Standard | 0 |  | 98314,98315,98316,98317,98318,98319,103571,103572,103573,103574,103575 | 0Oe4W3Rwf1Dht7uPdCMQ9x | 1 |  | M_Duplex Receptacle:Standard:Standard:893004 |  |  | N/A | 1848 | N/A |  | N/A | N/A | N/A | N/A | N/A |  | 120 V/1-180 VA | N/A | Grid : D.9 | UNSET |  |  | Level: Level 1 |  |  |  | 0.500000 | [7 empty] | 0.460000 |  |  |  |  | N/A | UNSET | N/A | N/A | TRUE | N/A | 0 | N/A | 0 | 0 | 0 | 0 | 0 | UNSET | N/A | N/A | FIXED | N/A | Ground Fault Receptacles | UNSET | N/A |  | N/A | N/A | N/A | 0 | L1 | 0 | N/A | N/A | N/A | 0 | [16 empty] | N/A |  |  |  | 23.80.50.11.17 | [7 empty] | Receptacle |  | N21B1 | 3 | [5 empty] | 1291.669250 | 0.000000 | 274 | 1937.503875 | TRUE
1850 | 1AC1 |  | 893532 | New Construction | N/A | [5 empty] | 103484 |  | 46516 |  | 43748 |  |  | Standard | 0 |  | 98326,98327,98328,98329,98330,98331,103571,103572,103573,103574,103575 | 0Oe4W3Rwf1Dht7uPdCMQ1h | 1 |  | M_Duplex Receptacle:Standard:Standard:893532 |  |  | N/A | 1850 | N/A |  | N/A | N/A | N/A | N/A | N/A |  | 120 V/1-180 VA | N/A | Grid : D.9 | UNSET |  |  | Level: Level 1 |  |  |  | 0.500000 | [7 empty] | 0.460000 |  |  |  |  | N/A | UNSET | N/A | N/A | TRUE | N/A | 0 | N/A | 0 | 0 | 0 | 0 | 0 | UNSET | N/A | N/A | FIXED | N/A | Ground Fault Receptacles | UNSET | N/A |  | N/A | N/A | N/A | 0 | L1 | 0 | N/A | N/A | N/A | 0 | [16 empty] | N/A |  |  |  | 23.80.50.11.17 | [7 empty] | Receptacle |  | N21B1 | 2 | [5 empty] | 1291.669250 | 0.000000 | 276 | 1937.503875 | TRUE
1851 | 1AC1 |  | 893626 | New Construction | N/A | [5 empty] | 103484 |  | 46517 |  | 43749 |  |  | Standard | 0 |  | 98332,98333,98334,98335,98336,98337,103571,103572,103573,103574,103575 | 0Oe4W3Rwf1Dht7uPdCMQ2D | 1 |  | M_Duplex Receptacle:Standard:Standard:893626 |  |  | N/A | 1851 | N/A |  | N/A | N/A | N/A | N/A | N/A |  | 120 V/1-180 VA | N/A | Linked Revit Model : Clinic_A.rvt | UNSET |  |  | Level: Level 1 |  |  |  | 0.500000 | [7 empty] | 0.460000 |  |  |  |  | N/A | UNSET | N/A | N/A | TRUE | N/A | 0 | N/A | 0 | 0 | 0 | 0 | 0 | UNSET | N/A | N/A | FIXED | N/A | Ground Fault Receptacles | UNSET | N/A |  | N/A | N/A | N/A | 0 | L1 | 0 | N/A | N/A | N/A | 0 | [16 empty] | N/A |  |  |  | 23.80.50.11.17 | [7 empty] | Receptacle |  | N21B1 | 2 | [5 empty] | 1291.669250 | 0.000000 | 277 | 1937.503875 | TRUE
602 | 1AC2 | 0 | 742765 | New Construction | N/A |  | 0 |  | 0 |  | 103283 | Point+HemiSpherical | 45401 |  | 53272 | REF TYPE MARK | 0 | B3 - 610x610mm | 0 | 87041 | 90978,90979,90980,90981,90982,90983,90984,103543,103544,103545,103546,103547,103548,103549,103550,103551 | 312$WHH7b36fc6XaYoDluI | 1 |  | M_Troffer Light - Parabolic Square:B3 - 610x610mm:B3 - 610x610mm:742765 |  | NO | N/A | 602 | N/A | 16777215 | N/A | N/A | N/A | N/A | N/A |  | 120 V/1-40 VA | N/A | Linked Revit Model : Clinic_A.rvt | UNSET |  |  | Level: Level 1 | UNSET | F | 0 | 2.680000 |  | 430.556417 | 0 | 0.050000 |  |  |  | 1.200000 |  |  | U-SHAPED, CRI=75 |  | N/A | UNSET | N/A | N/A | TRUE | N/A | 0 | N/A | 0 | 0 | 0 | 0 | 0 | UNSET | N/A | N/A | FIXED | N/A | Downlights | UNSET | N/A |  | N/A | N/A | N/A | 0 | L1 | 0 | N/A | N/A | N/A | 0 | UNSET | UNSET | 0 | 0 | 0 | 0 | 0 | [9 empty] | N/A |  |  |  | 23.80.70.11.14.11 |  |  | B3 |  |  |  | 1291.669250 | Lighting - Dwelling Unit | 1 | L41C | 2 |  |  | 3150.000000 | 32 | [8 empty] | Metal - Paint Finish - Dark Gray, Matte | Glass - White, High Luminance | Metal - Chrome
603 | 1AC2 | 0 | 743001 | New Construction | N/A |  | 0 |  | 0 |  | 103283 | Point+HemiSpherical | 45402 |  | 53273 | REF TYPE MARK | 0 | B3B - 610x610mm | 0 | 87040 | 90985,90986,90987,90988,90989,90990,90991,103533,103534,103535,103536,103537,103538,103539,103540,103541 | 312$WHH7b36fc6XaYoDlqc | 1 |  | M_Troffer Light - Parabolic Square:B3B - 610x610mm:B3B - 610x610mm:743001 |  | YES | N/A | 603 | N/A | 16777215 | N/A | N/A | N/A | N/A | N/A |  | 120 V/1-40 VA | N/A | Linked Revit Model : Clinic_A.rvt | UNSET |  |  | Level: Level 1 | UNSET | F | 0 | 2.680000 |  | 430.556417 | 0 | 0.050000 |  |  |  | 1.200000 |  |  | U-SHAPED, CRI=75 |  | N/A | UNSET | N/A | N/A | TRUE | N/A | 0 | N/A | 0 | 0 | 0 | 0 | 0 | UNSET | N/A | N/A | FIXED | N/A | Downlights | UNSET | N/A |  | N/A | N/A | N/A | 0 | L1 | 0 | N/A | N/A | N/A | 0 | UNSET | UNSET | 0 | 0 | 0 | 0 | 0 | [9 empty] | N/A |  |  |  | 23.80.70.11.14.11 |  |  | B3B |  |  |  | 1291.669250 | Lighting - Dwelling Unit | 1 | L41C | 2 |  |  | 3150.000000 | 32 | [8 empty] | Metal - Paint Finish - Dark Gray, Matte | Glass - White, High Luminance | Metal - Chrome
1102 | 1AC2 | 0 | 749379 | New Construction | N/A |  | 0 |  | 0 |  | 103283 | Point+HemiSpherical | 45553 |  | 53424 | REF TYPE MARK | 0 | SD - 213mm Diameter | 0 |  | 92050,92051,92052,92053,92054,92055,92056,103427,103428,103429,103430,103431,103432,103433,103434 | 1MPejKGxvAxOPe64yBS0Z3 | 1 |  | M_Downlight - Recessed Can:SD - 213mm Diameter:SD - 213mm Diameter:749379 |  | NO | N/A | 1102 | N/A | 16777215 | N/A | N/A | N/A | N/A | N/A |  | 120 V/1-100 VA | N/A | <not associated> | UNSET |  |  | Level: Level 1 | UNSET | F | 0 | 2.800000 |  | 1076.391042 | 0 | 0.050000 |  |  |  | 1.200000 |  |  | T4, QUAD TUBE, CRI=82 |  | N/A | UNSET | N/A | N/A | TRUE | N/A | 0 | N/A | 0 | 0 | 0 | 0 | 0 | UNSET | N/A | N/A | FIXED | N/A | Downlights | UNSET | N/A | D5020220 | N/A | N/A | N/A | 0 | L1 | 0 | N/A | N/A | N/A | 0 | UNSET | UNSET | 0 | 0 | 0 | 0 | 0 | [9 empty] | N/A | Lighting - Incandescent |  |  | 23.80.70.11.14.11 |  |  | SD |  |  | 0.100000 | 1291.669250 | Lighting - Dwelling Unit | 1 | L41C | 2 | 0.200000 | 0.200000 | 1800.000000 | 26 | 0.087300
1103 | 1AC2 | 0 | 749482 | New Construction | N/A |  | 0 |  | 0 |  | 103283 | Point+HemiSpherical | 45554 |  | 53425 | REF TYPE MARK | 0 | SDB - 213mm Diameter | 0 |  | 92057,92058,92059,92060,92061,92062,92063,103193,103194,103195,103196,103197,103198,103199,103219 | 1MPejKGxvAxOPe64yBS0Wg | 1 |  | M_Downlight - Recessed Can:SDB - 213mm Diameter:SDB - 213mm Diameter:749482 |  | YES | N/A | 1103 | N/A | 16777215 | N/A | N/A | N/A | N/A | N/A |  | 120 V/1-100 VA | N/A | Linked Revit Model : Clinic_A.rvt | UNSET |  |  | Level: Level 1 | UNSET | F | 0 | 2.680000 |  | 1076.391042 | 0 | 0.050000 |  |  |  | 1.200000 |  |  | T4, QUAD TUBE, CRI=82 |  | N/A | UNSET | N/A | N/A | TRUE | N/A | 0 | N/A | 0 | 0 | 0 | 0 | 0 | UNSET | N/A | N/A | FIXED | N/A | Downlights | UNSET | N/A | D5020220 | N/A | N/A | N/A | 0 | L1 | 0 | N/A | N/A | N/A | 0 | UNSET | UNSET | 0 | 0 | 0 | 0 | 0 | [9 empty] | N/A | Lighting - Incandescent |  |  | 23.80.70.11.14.11 |  |  | SDB |  |  | 0.100000 | 1291.669250 | Lighting - Dwelling Unit | 1 | L41C | 2 | 0.200000 | 0.200000 | 1800.000000 | 26 | 0.087300
1104 | 1AC2 | 0 | 749526 | New Construction | N/A |  | 0 |  | 0 |  | 103283 | Point+HemiSpherical | 45555 |  | 53426 | REF TYPE MARK | 0 | SD - 213mm Diameter | 0 |  | 92064,92065,92066,92067,92068,92069,92070,103427,103428,103429,103430,103431,103432,103433,103434 | 1MPejKGxvAxOPe64yBS0XM | 1 |  | M_Downlight - Recessed Can:SD - 213mm Diameter:SD - 213mm Diameter:749526 |  | NO | N/A | 1104 | N/A | 16777215 | N/A | N/A | N/A | N/A | N/A |  | 120 V/1-100 VA | N/A | Linked Revit Model : Clinic_A.rvt | UNSET |  |  | Level: Level 1 | UNSET | F | 0 | 2.680000 |  | 1076.391042 | 0 | 0.050000 |  |  |  | 1.200000 |  |  | T4, QUAD TUBE, CRI=82 |  | N/A | UNSET | N/A | N/A | TRUE | N/A | 0 | N/A | 0 | 0 | 0 | 0 | 0 | UNSET | N/A | N/A | FIXED | N/A | Downlights | UNSET | N/A | D5020220 | N/A | N/A | N/A | 0 | L1 | 0 | N/A | N/A | N/A | 0 | UNSET | UNSET | 0 | 0 | 0 | 0 | 0 | [9 empty] | N/A | Lighting - Incandescent |  |  | 23.80.70.11.14.11 |  |  | SD |  |  | 0.100000 | 1291.669250 | Lighting - Dwelling Unit | 1 | L41C | 2 | 0.200000 | 0.200000 | 1800.000000 | 26 | 0.087300
1105 | 1AC2 | 0 | 749576 | New Construction | N/A |  | 0 |  | 0 |  | 103283 | Point+HemiSpherical | 45556 |  | 53427 | REF TYPE MARK | 0 | SD - 213mm Diameter | 0 |  | 92071,92072,92073,92074,92075,92076,92077,103427,103428,103429,103430,103431,103432,103433,103434 | 1MPejKGxvAxOPe64yBS1U8 | 1 |  | M_Downlight - Recessed Can:SD - 213mm Diameter:SD - 213mm Diameter:749576 |  | NO | N/A | 1105 | N/A | 16777215 | N/A | N/A | N/A | N/A | N/A |  | 120 V/1-100 VA | N/A | Linked Revit Model : Clinic_A.rvt | UNSET |  |  | Level: Level 1 | UNSET | F | 0 | 2.680000 |  | 1076.391042 | 0 | 0.050000 |  |  |  | 1.200000 |  |  | T4, QUAD TUBE, CRI=82 |  | N/A | UNSET | N/A | N/A | TRUE | N/A | 0 | N/A | 0 | 0 | 0 | 0 | 0 | UNSET | N/A | N/A | FIXED | N/A | Downlights | UNSET | N/A | D5020220 | N/A | N/A | N/A | 0 | L1 | 0 | N/A | N/A | N/A | 0 | UNSET | UNSET | 0 | 0 | 0 | 0 | 0 | [9 empty] | N/A | Lighting - Incandescent |  |  | 23.80.70.11.14.11 |  |  | SD |  |  | 0.100000 | 1291.669250 | Lighting - Dwelling Unit | 1 | L41C | 2 | 0.200000 | 0.200000 | 1800.000000 | 26 | 0.087300
1698 | 1AC2 |  | 873814 | New Construction | N/A | [5 empty] | 103283 |  | 46358 |  | 43596 |  |  | Standard | 0 |  | 97365,97366,97367,97368,97369,97370,103571,103572,103573,103574,103575 | 0Oe4W3Rwf1Dht7uPdCMLTX | 1 |  | M_Duplex Receptacle:Standard:Standard:873814 |  |  | N/A | 1698 | N/A |  | N/A | N/A | N/A | N/A | N/A |  | 120 V/1-180 VA | N/A | Linked Revit Model : Clinic_A.rvt | UNSET |  |  | Level: Level 1 |  |  |  | 0.500000 | [7 empty] | 0.460000 |  |  |  |  | N/A | UNSET | N/A | N/A | TRUE | N/A | 0 | N/A | 0 | 0 | 0 | 0 | 0 | UNSET | N/A | N/A | FIXED | N/A | Ground Fault Receptacles | UNSET | N/A |  | N/A | N/A | N/A | 0 | L1 | 0 | N/A | N/A | N/A | 0 | [16 empty] | N/A |  |  |  | 23.80.50.11.17 | [7 empty] | Receptacle |  | N21B1 | 3 | [5 empty] | 1291.669250 | 0.000000 | 124 | 1937.503875 | TRUE
2083 | 1AC2 |  | 925140 | New Construction | N/A | [5 empty] | 103283 |  | 46752 |  | 43981 |  |  | Standard | 0 |  | 99738,99739,99740,99741,99742,99743,103571,103572,103573,103574,103575 | 0Oe4W3Rwf1Dht7uPdCMX$Z | 1 |  | M_Duplex Receptacle:Standard:Standard:925140 |  |  | N/A | 2083 | N/A |  | N/A | N/A | N/A | N/A | N/A |  | 120 V/1-180 VA | N/A | Linked Revit Model : Clinic_A.rvt | UNSET |  |  | Level: Level 1 |  |  |  | 0.500000 | [7 empty] | 0.460000 |  |  |  |  | N/A | UNSET | N/A | N/A | TRUE | N/A | 0 | N/A | 0 | 0 | 0 | 0 | 0 | UNSET | N/A | N/A | FIXED | N/A | Ground Fault Receptacles | UNSET | N/A |  | N/A | N/A | N/A | 0 | L1 | 0 | N/A | N/A | N/A | 0 | [16 empty] | N/A |  |  |  | 23.80.50.11.17 | [7 empty] | Receptacle |  | N21B1 | 3 | [5 empty] | 1291.669250 | 0.000000 | 509 | 1937.503875 | TRUE
316 | 1AC3 | 0 | 1207471 | New Construction | N/A | Aluminum-Philips Chloride | 0 | F | 0 | Paint-Philips Chloride-Black | 103147 | Rectangle+Spherical | 47235 | 16 | 53865 | REF TYPE MARK | 0 | X1 | 0 | 86607 | 102691,102692,102693,102694,102695,102696,102697,103485,103486,103487,103488,103489,103490,103491,103492,103493,103494 | 1dLDiZnH12mRH5cIKJ8W$K | 1 | No Photometry Available | Exit Sign - Ceiling_Mount_Single:X1:X1:1207471 |  | NO | N/A | 316 | N/A | 16777215 | N/A | N/A | N/A | N/A | N/A | 0.225524 | Luminaire 120 V/1-4 VA | N/A | Linked Revit Model : Clinic_A.rvt | UNSET | 0.336550 | Not Available | Level: Level 1 | UNSET | F | 0 | 2.680000 | Plastic-Philips Chloride-Red | 40.902860 | 0 | 0.609600 | 0.120650 | 0.336550 | 0.225524 | 1.219200 | 12/27 (Dual Voltage - 120/277) | Not Available | LED | 1291.669250 | N/A | UNSET | N/A | N/A | TRUE | N/A | 0 | N/A | 0 | 0 | 0 | 0 | 0 | UNSET | N/A | N/A | FIXED | N/A | Emergency Lighting | UNSET | N/A | D5020200 | N/A | N/A | N/A | 0 | L1 | 0 | N/A | N/A | N/A | 0 | UNSET | UNSET | 0 | 0 | 0 | 0 | 0 | Horizontal | Not Available | Not Available | Not Available | Not Available | Matte Black w/Brushed Aluminum Face | Not Applicable | Red | 1 | N/A | Lighting Equipment | http://www.chloridesys.com/chloride/Chloridefixture.cfm?ID=3748 | http://www.chloridesys.com/chloride/ | 23.80.70.11.21 | CE-11400 | 55 Line LED Die Cast Aluminum Exit - Traditional | X1 | 55LA-1-12/27-R | 55LA-1-12/27-R
604 | 1AC3 | 0 | 743013 | New Construction | N/A |  | 0 |  | 0 |  | 103147 | Point+HemiSpherical | 45403 |  | 53274 | REF TYPE MARK | 0 | B3 - 610x610mm | 0 | 87039 | 90992,90993,90994,90995,90996,90997,90998,103543,103544,103545,103546,103547,103548,103549,103550,103551 | 312$WHH7b36fc6XaYoDlqQ | 1 |  | M_Troffer Light - Parabolic Square:B3 - 610x610mm:B3 - 610x610mm:743013 |  | NO | N/A | 604 | N/A | 16777215 | N/A | N/A | N/A | N/A | N/A |  | 120 V/1-40 VA | N/A | Linked Revit Model : Clinic_A.rvt | UNSET |  |  | Level: Level 1 | UNSET | F | 0 | 2.680000 |  | 430.556417 | 0 | 0.050000 |  |  |  | 1.200000 |  |  | U-SHAPED, CRI=75 |  | N/A | UNSET | N/A | N/A | TRUE | N/A | 0 | N/A | 0 | 0 | 0 | 0 | 0 | UNSET | N/A | N/A | FIXED | N/A | Downlights | UNSET | N/A |  | N/A | N/A | N/A | 0 | L1 | 0 | N/A | N/A | N/A | 0 | UNSET | UNSET | 0 | 0 | 0 | 0 | 0 | [9 empty] | N/A |  |  |  | 23.80.70.11.14.11 |  |  | B3 |  |  |  | 1291.669250 | Lighting - Dwelling Unit | 1 | L41C | 2 |  |  | 3150.000000 | 32 | [8 empty] | Metal - Paint Finish - Dark Gray, Matte | Glass - White, High Luminance | Metal - Chrome
605 | 1AC3 | 0 | 743021 | New Construction | N/A |  | 0 |  | 0 |  | 103147 | Point+HemiSpherical | 45404 |  | 53275 | REF TYPE MARK | 0 | B3 - 610x610mm | 0 | 87038 | 90999,91000,91001,91002,91003,91004,91005,103543,103544,103545,103546,103547,103548,103549,103550,103551 | 312$WHH7b36fc6XaYoDlqI | 1 |  | M_Troffer Light - Parabolic Square:B3 - 610x610mm:B3 - 610x610mm:743021 |  | NO | N/A | 605 | N/A | 16777215 | N/A | N/A | N/A | N/A | N/A |  | 120 V/1-40 VA | N/A | Linked Revit Model : Clinic_A.rvt | UNSET |  |  | Level: Level 1 | UNSET | F | 0 | 2.680000 |  | 430.556417 | 0 | 0.050000 |  |  |  | 1.200000 |  |  | U-SHAPED, CRI=75 |  | N/A | UNSET | N/A | N/A | TRUE | N/A | 0 | N/A | 0 | 0 | 0 | 0 | 0 | UNSET | N/A | N/A | FIXED | N/A | Downlights | UNSET | N/A |  | N/A | N/A | N/A | 0 | L1 | 0 | N/A | N/A | N/A | 0 | UNSET | UNSET | 0 | 0 | 0 | 0 | 0 | [9 empty] | N/A |  |  |  | 23.80.70.11.14.11 |  |  | B3 |  |  |  | 1291.669250 | Lighting - Dwelling Unit | 1 | L41C | 2 |  |  | 3150.000000 | 32 | [8 empty] | Metal - Paint Finish - Dark Gray, Matte | Glass - White, High Luminance | Metal - Chrome
606 | 1AC3 | 0 | 743029 | New Construction | N/A |  | 0 |  | 0 |  | 103147 | Point+HemiSpherical | 45405 |  | 53276 | REF TYPE MARK | 0 | B3B - 610x610mm | 0 | 87037 | 91006,91007,91008,91009,91010,91011,91012,103533,103534,103535,103536,103537,103538,103539,103540,103541 | 312$WHH7b36fc6XaYoDlqA | 1 |  | M_Troffer Light - Parabolic Square:B3B - 610x610mm:B3B - 610x610mm:743029 |  | YES | N/A | 606 | N/A | 16777215 | N/A | N/A | N/A | N/A | N/A |  | 120 V/1-40 VA | N/A | Linked Revit Model : Clinic_A.rvt | UNSET |  |  | Level: Level 1 | UNSET | F | 0 | 2.680000 |  | 430.556417 | 0 | 0.050000 |  |  |  | 1.200000 |  |  | U-SHAPED, CRI=75 |  | N/A | UNSET | N/A | N/A | TRUE | N/A | 0 | N/A | 0 | 0 | 0 | 0 | 0 | UNSET | N/A | N/A | FIXED | N/A | Downlights | UNSET | N/A |  | N/A | N/A | N/A | 0 | L1 | 0 | N/A | N/A | N/A | 0 | UNSET | UNSET | 0 | 0 | 0 | 0 | 0 | [9 empty] | N/A |  |  |  | 23.80.70.11.14.11 |  |  | B3B |  |  |  | 1291.669250 | Lighting - Dwelling Unit | 1 | L41C | 2 |  |  | 3150.000000 | 32 | [8 empty] | Metal - Paint Finish - Dark Gray, Matte | Glass - White, High Luminance | Metal - Chrome
1710 | 1AC3 |  | 875401 | New Construction | N/A | [5 empty] | 103147 |  | 46370 |  | 43608 |  |  | Standard | 0 |  | 97443,97444,97445,97446,97447,97448,103571,103572,103573,103574,103575 | 0Oe4W3Rwf1Dht7uPdCMLc_ | 1 |  | M_Duplex Receptacle:Standard:Standard:875401 |  |  | N/A | 1710 | N/A |  | N/A | N/A | N/A | N/A | N/A |  | 120 V/1-180 VA | N/A | Linked Revit Model : Clinic_A.rvt | UNSET |  |  | Level: Level 1 |  |  |  | 0.500000 | [7 empty] | 0.460000 |  |  |  |  | N/A | UNSET | N/A | N/A | TRUE | N/A | 0 | N/A | 0 | 0 | 0 | 0 | 0 | UNSET | N/A | N/A | FIXED | N/A | Ground Fault Receptacles | UNSET | N/A |  | N/A | N/A | N/A | 0 | L1 | 0 | N/A | N/A | N/A | 0 | [16 empty] | N/A |  |  |  | 23.80.50.11.17 | [7 empty] | Receptacle |  | N21B1 | 23 | [5 empty] | 1291.669250 | 0.000000 | 136 | 1937.503875 | TRUE
488 | 1AC4 | 0 | 739769 | New Construction | N/A |  | 0 |  | 0 |  | 103036 | Point+HemiSpherical | 45287 |  | 53158 | REF TYPE MARK | 0 | A2 - 0610x1219mm | 0 | 87155 | 90133,90134,90135,90136,90137,90138,90139,103465,103466,103467,103468,103469,103470,103471,103472,103473 | 1Ew_8oRPr27vHUxllyBcLf | 1 |  | M_Troffer Light - Parabolic Rectangular:A2 - 0610x1219mm:A2 - 0610x1219mm:739769 |  | NO | N/A | 488 | N/A | 16777215 | N/A | N/A | N/A | N/A | N/A |  | 120 V/1-80 VA | N/A | <not associated> | UNSET |  |  | Level: Level 1 | UNSET | F | 0 | 2.680000 |  | 861.112833 | 0 | 0.050000 |  |  |  | 1.200000 |  |  | T8, 1219mm, RAPID START, CRI=75 |  | N/A | UNSET | N/A | N/A | TRUE | N/A | 0 | N/A | 0 | 0 | 0 | 0 | 0 | UNSET | N/A | N/A | FIXED | N/A | Downlights | UNSET | N/A | D5020210 | N/A | N/A | N/A | 0 | L1 | 0 | N/A | N/A | N/A | 0 | UNSET | UNSET | 0 | 0 | 0 | 0 | 0 | [9 empty] | N/A | Lighting - Fluorescent |  |  | 23.80.70.11.14.11 |  |  | A2 |  |  |  | 1291.669250 | Lighting - Dwelling Unit | 1 | N21C1 | 24 |  |  | 2900.000000 | 32 | [8 empty] | Metal - Paint Finish - Dark Gray, Matte | Glass - White, High Luminance | Metal - Chrome
1334 | 1AC4 |  | 805558 | New Construction | N/A | [5 empty] | 103036 |  | 45999 |  | 43264 |  |  | Single Pole | 0 |  | 95143,95144,95145,95146,95147,95148,103554,103555,103556,103557,103558,103559 | 1LRV9a7_TAYg7FVXvT_H8J | 1 |  | M_Lighting Switches:Single Pole:Single Pole:805558 |  |  | N/A | 1334 | N/A |  | N/A | N/A | N/A | N/A | N/A |  | 120 V/1-0 VA | N/A | Linked Revit Model : Clinic_A.rvt |  |  |  | Level: Level 1 |  |  |  | 1.200000 |  | 0.000000 | [5 empty] | 1.200000 |  |  |  |  | N/A | UNSET | N/A | N/A | TRUE | N/A | 0 | N/A | 0 | 0 | 0 | 0 | 0 | UNSET | N/A | N/A | FIXED | N/A | Switches | UNSET | N/A |  | N/A | N/A | N/A | 0 | L1 | 0 | N/A | N/A | N/A | 0 | [16 empty] | N/A |  |  |  | 23.80.50.11.14 | [7 empty] | Other |  | N21C1 | 24 | [5 empty] | 1291.669250 | 0.000000
1839 | 1AC4 |  | 891721 | New Construction | N/A | [5 empty] | 103036 |  | 46505 |  | 43737 |  |  | Standard | 0 |  | 98253,98254,98255,98256,98257,98258,103571,103572,103573,103574,103575 | 0Oe4W3Rwf1Dht7uPdCMPb_ | 1 |  | M_Duplex Receptacle:Standard:Standard:891721 |  |  | N/A | 1839 | N/A |  | N/A | N/A | N/A | N/A | N/A |  | 120 V/1-180 VA | N/A | Orphaned | UNSET |  |  | Level: Level 1 |  |  |  | 0.500000 | [7 empty] | 0.460000 |  |  |  |  | N/A | UNSET | N/A | N/A | TRUE | N/A | 0 | N/A | 0 | 0 | 0 | 0 | 0 | UNSET | N/A | N/A | FIXED | N/A | Ground Fault Receptacles | UNSET | N/A |  | N/A | N/A | N/A | 0 | L1 | 0 | N/A | N/A | N/A | 0 | [16 empty] | N/A |  |  |  | 23.80.50.11.17 | [7 empty] | Receptacle |  | N21B1 | 20 | [5 empty] | 1291.669250 | 0.000000 | 265 | 1937.503875 | TRUE
315 | 1AC5 | 0 | 1207392 | New Construction | N/A | Aluminum-Philips Chloride | 0 | F | 0 | Paint-Philips Chloride-Black | 103305 | Rectangle+Spherical | 47234 | 16 | 53864 | REF TYPE MARK | 0 | X1 | 0 | 86608 | 102684,102685,102686,102687,102688,102689,102690,103485,103486,103487,103488,103489,103490,103491,103492,103493,103494 | 1dLDiZnH12mRH5cIKJ8WyR | 1 | No Photometry Available | Exit Sign - Ceiling_Mount_Single:X1:X1:1207392 |  | NO | N/A | 315 | N/A | 16777215 | N/A | N/A | N/A | N/A | N/A | 0.225524 | Luminaire 120 V/1-4 VA | N/A | Linked Revit Model : Clinic_A.rvt | UNSET | 0.336550 | Not Available | Level: Level 1 | UNSET | F | 0 | 2.680000 | Plastic-Philips Chloride-Red | 40.902860 | 0 | 0.609600 | 0.120650 | 0.336550 | 0.225524 | 1.219200 | 12/27 (Dual Voltage - 120/277) | Not Available | LED | 1291.669250 | N/A | UNSET | N/A | N/A | TRUE | N/A | 0 | N/A | 0 | 0 | 0 | 0 | 0 | UNSET | N/A | N/A | FIXED | N/A | Emergency Lighting | UNSET | N/A | D5020200 | N/A | N/A | N/A | 0 | L1 | 0 | N/A | N/A | N/A | 0 | UNSET | UNSET | 0 | 0 | 0 | 0 | 0 | Horizontal | Not Available | Not Available | Not Available | Not Available | Matte Black w/Brushed Aluminum Face | Not Applicable | Red | 1 | N/A | Lighting Equipment | http://www.chloridesys.com/chloride/Chloridefixture.cfm?ID=3748 | http://www.chloridesys.com/chloride/ | 23.80.70.11.21 | CE-11400 | 55 Line LED Die Cast Aluminum Exit - Traditional | X1 | 55LA-1-12/27-R | 55LA-1-12/27-R
553 | 1AC5 | 0 | 740696 | New Construction | N/A |  | 0 |  | 0 |  | 103305 | Point+HemiSpherical | 45352 |  | 53223 | REF TYPE MARK | 0 | A2 - 0610x1219mm | 0 | 87090 | 90627,90628,90629,90630,90631,90632,90633,103465,103466,103467,103468,103469,103470,103471,103472,103473 | 2ikEQjpcTDnxUN0yGA3WKE | 1 |  | M_Troffer Light - Parabolic Rectangular:A2 - 0610x1219mm:A2 - 0610x1219mm:740696 |  | NO | N/A | 553 | N/A | 16777215 | N/A | N/A | N/A | N/A | N/A |  | 120 V/1-80 VA | N/A | <not associated> | UNSET |  |  | Level: Level 1 | UNSET | F | 0 | 2.680000 |  | 861.112833 | 0 | 0.050000 |  |  |  | 1.200000 |  |  | T8, 1219mm, RAPID START, CRI=75 |  | N/A | UNSET | N/A | N/A | TRUE | N/A | 0 | N/A | 0 | 0 | 0 | 0 | 0 | UNSET | N/A | N/A | FIXED | N/A | Downlights | UNSET | N/A | D5020210 | N/A | N/A | N/A | 0 | L1 | 0 | N/A | N/A | N/A | 0 | UNSET | UNSET | 0 | 0 | 0 | 0 | 0 | [9 empty] | N/A | Lighting - Fluorescent |  |  | 23.80.70.11.14.11 |  |  | A2 |  |  |  | 1291.669250 | Lighting - Dwelling Unit | 1 | L41C | 1 |  |  | 2900.000000 | 32 | [8 empty] | Metal - Paint Finish - Dark Gray, Matte | Glass - White, High Luminance | Metal - Chrome
555 | 1AC5 | 0 | 740714 | New Construction | N/A |  | 0 |  | 0 |  | 103305 | Point+HemiSpherical | 45354 |  | 53225 | REF TYPE MARK | 0 | A2 - 0610x1219mm | 0 | 87088 | 90641,90642,90643,90644,90645,90646,90647,103465,103466,103467,103468,103469,103470,103471,103472,103473 | 2ikEQjpcTDnxUN0yGA3WKy | 1 |  | M_Troffer Light - Parabolic Rectangular:A2 - 0610x1219mm:A2 - 0610x1219mm:740714 |  | NO | N/A | 555 | N/A | 16777215 | N/A | N/A | N/A | N/A | N/A |  | 120 V/1-80 VA | N/A | <not associated> | UNSET |  |  | Level: Level 1 | UNSET | F | 0 | 2.680000 |  | 861.112833 | 0 | 0.050000 |  |  |  | 1.200000 |  |  | T8, 1219mm, RAPID START, CRI=75 |  | N/A | UNSET | N/A | N/A | TRUE | N/A | 0 | N/A | 0 | 0 | 0 | 0 | 0 | UNSET | N/A | N/A | FIXED | N/A | Downlights | UNSET | N/A | D5020210 | N/A | N/A | N/A | 0 | L1 | 0 | N/A | N/A | N/A | 0 | UNSET | UNSET | 0 | 0 | 0 | 0 | 0 | [9 empty] | N/A | Lighting - Fluorescent |  |  | 23.80.70.11.14.11 |  |  | A2 |  |  |  | 1291.669250 | Lighting - Dwelling Unit | 1 | L41C | 1 |  |  | 2900.000000 | 32 | [8 empty] | Metal - Paint Finish - Dark Gray, Matte | Glass - White, High Luminance | Metal - Chrome
557 | 1AC5 | 0 | 740732 | New Construction | N/A |  | 0 |  | 0 |  | 103305 | Point+HemiSpherical | 45356 |  | 53227 | REF TYPE MARK | 0 | A2B - 0610x1219mm | 0 | 87086 | 90659,90660,90661,90662,90663,90664,90665,103336,103337,103338,103339,103340,103341,103342,103343,103352 | 2ikEQjpcTDnxUN0yGA3WKg | 1 |  | M_Troffer Light - Parabolic Rectangular:A2B - 0610x1219mm:A2B - 0610x1219mm:740732 |  | YES | N/A | 557 | N/A | 16777215 | N/A | N/A | N/A | N/A | N/A |  | 120 V/1-80 VA | N/A | <not associated> | UNSET |  |  | Level: Level 1 | UNSET | F | 0 | 2.680000 |  | 861.112833 | 0 | 0.050000 |  |  |  | 1.200000 |  |  | T8, 1219mm, RAPID START, CRI=75 |  | N/A | UNSET | N/A | N/A | TRUE | N/A | 0 | N/A | 0 | 0 | 0 | 0 | 0 | UNSET | N/A | N/A | FIXED | N/A | Downlights | UNSET | N/A | D5020210 | N/A | N/A | N/A | 0 | L1 | 0 | N/A | N/A | N/A | 0 | UNSET | UNSET | 0 | 0 | 0 | 0 | 0 | [9 empty] | N/A | Lighting - Fluorescent |  |  | 23.80.70.11.14.11 |  |  | A2B |  |  |  | 1291.669250 | Lighting - Dwelling Unit | 1 | L41C | 1 |  |  | 2900.000000 | 32 | [8 empty] | Metal - Paint Finish - Dark Gray, Matte | Glass - White, High Luminance | Metal - Chrome
681 | 1AC5 | 0 | 743875 | New Construction | N/A |  | 0 |  | 0 |  | 103305 | Point+HemiSpherical | 45480 |  | 53351 | REF TYPE MARK | 0 | B3B - 610x610mm | 0 | 86962 | 91539,91540,91541,91542,91543,91544,91545,103533,103534,103535,103536,103537,103538,103539,103540,103541 | 312$WHH7b36fc6XaYoDlAy | 1 |  | M_Troffer Light - Parabolic Square:B3B - 610x610mm:B3B - 610x610mm:743875 |  | YES | N/A | 681 | N/A | 16777215 | N/A | N/A | N/A | N/A | N/A |  | 120 V/1-40 VA | N/A | Linked Revit Model : Clinic_A.rvt | UNSET |  |  | Level: Level 1 | UNSET | F | 0 | 2.680000 |  | 430.556417 | 0 | 0.050000 |  |  |  | 1.200000 |  |  | U-SHAPED, CRI=75 |  | N/A | UNSET | N/A | N/A | TRUE | N/A | 0 | N/A | 0 | 0 | 0 | 0 | 0 | UNSET | N/A | N/A | FIXED | N/A | Downlights | UNSET | N/A |  | N/A | N/A | N/A | 0 | L1 | 0 | N/A | N/A | N/A | 0 | UNSET | UNSET | 0 | 0 | 0 | 0 | 0 | [9 empty] | N/A |  |  |  | 23.80.70.11.14.11 |  |  | B3B |  |  |  | 1291.669250 | Lighting - Dwelling Unit | 1 | L41C | 1 |  |  | 3150.000000 | 32 | [8 empty] | Metal - Paint Finish - Dark Gray, Matte | Glass - White, High Luminance | Metal - Chrome
682 | 1AC5 | 0 | 743885 | New Construction | N/A |  | 0 |  | 0 |  | 103305 | Point+HemiSpherical | 45481 |  | 53352 | REF TYPE MARK | 0 | B3 - 610x610mm | 0 | 86961 | 91546,91547,91548,91549,91550,91551,91552,103543,103544,103545,103546,103547,103548,103549,103550,103551 | 312$WHH7b36fc6XaYoDlAo | 1 |  | M_Troffer Light - Parabolic Square:B3 - 610x610mm:B3 - 610x610mm:743885 |  | NO | N/A | 682 | N/A | 16777215 | N/A | N/A | N/A | N/A | N/A |  | 120 V/1-40 VA | N/A | Linked Revit Model : Clinic_A.rvt | UNSET |  |  | Level: Level 1 | UNSET | F | 0 | 2.680000 |  | 430.556417 | 0 | 0.050000 |  |  |  | 1.200000 |  |  | U-SHAPED, CRI=75 |  | N/A | UNSET | N/A | N/A | TRUE | N/A | 0 | N/A | 0 | 0 | 0 | 0 | 0 | UNSET | N/A | N/A | FIXED | N/A | Downlights | UNSET | N/A |  | N/A | N/A | N/A | 0 | L1 | 0 | N/A | N/A | N/A | 0 | UNSET | UNSET | 0 | 0 | 0 | 0 | 0 | [9 empty] | N/A |  |  |  | 23.80.70.11.14.11 |  |  | B3 |  |  |  | 1291.669250 | Lighting - Dwelling Unit | 1 | L41C | 1 |  |  | 3150.000000 | 32 | [8 empty] | Metal - Paint Finish - Dark Gray, Matte | Glass - White, High Luminance | Metal - Chrome
1340 | 1AC5 |  | 806381 | New Construction | N/A | [5 empty] | 103305 |  | 46005 |  | 43270 |  |  | Single Pole | 0 |  | 95179,95180,95181,95182,95183,95184,103554,103555,103556,103557,103558,103559 | 1LRV9a7_TAYg7FVXvT_HL8 | 1 |  | M_Lighting Switches:Single Pole:Single Pole:806381 |  |  | N/A | 1340 | N/A |  | N/A | N/A | N/A | N/A | N/A |  | 120 V/1-0 VA | N/A | Linked Revit Model : Clinic_A.rvt |  |  |  | Level: Level 1 |  |  |  | 1.200000 |  | 0.000000 | [5 empty] | 1.200000 |  |  |  |  | N/A | UNSET | N/A | N/A | TRUE | N/A | 0 | N/A | 0 | 0 | 0 | 0 | 0 | UNSET | N/A | N/A | FIXED | N/A | Switches | UNSET | N/A |  | N/A | N/A | N/A | 0 | L1 | 0 | N/A | N/A | N/A | 0 | [16 empty] | N/A |  |  |  | 23.80.50.11.14 | [7 empty] | Other |  | L41C | 1 | [5 empty] | 1291.669250 | 0.000000
1345 | 1AC5 |  | 807422 | New Construction | N/A | [5 empty] | 103305 |  | 46010 |  | 43275 |  |  | Single Pole | 0 |  | 95209,95210,95211,95212,95213,95214,103554,103555,103556,103557,103558,103559 | 1LRV9a7_TAYg7FVXvT_GbR | 1 |  | M_Lighting Switches:Single Pole:Single Pole:807422 |  |  | N/A | 1345 | N/A |  | N/A | N/A | N/A | N/A | N/A |  | 120 V/1-0 VA | N/A | Linked Revit Model : Clinic_A.rvt |  |  |  | Level: Level 1 |  |  |  | 1.200000 |  | 0.000000 | [5 empty] | 1.200000 |  |  |  |  | N/A | UNSET | N/A | N/A | TRUE | N/A | 0 | N/A | 0 | 0 | 0 | 0 | 0 | UNSET | N/A | N/A | FIXED | N/A | Switches | UNSET | N/A |  | N/A | N/A | N/A | 0 | L1 | 0 | N/A | N/A | N/A | 0 | [16 empty] | N/A |  |  |  | 23.80.50.11.14 | [7 empty] | Other |  | L41C | 1 | [5 empty] | 1291.669250 | 0.000000
1764 | 1AC5 |  | 881202 | New Construction | N/A | [5 empty] | 103305 |  | 46426 |  | 43662 |  |  | Standard | 0 |  | 97782,97783,97784,97785,97786,97787,103571,103572,103573,103574,103575 | 0Oe4W3Rwf1Dht7uPdCMN05 | 1 |  | M_Duplex Receptacle:Standard:Standard:881202 |  |  | N/A | 1764 | N/A |  | N/A | N/A | N/A | N/A | N/A |  | 120 V/1-180 VA | N/A | Linked Revit Model : Clinic_A.rvt | UNSET |  |  | Level: Level 1 |  |  |  | 0.500000 | [7 empty] | 0.460000 |  |  |  |  | N/A | UNSET | N/A | N/A | TRUE | N/A | 0 | N/A | 0 | 0 | 0 | 0 | 0 | UNSET | N/A | N/A | FIXED | N/A | Ground Fault Receptacles | UNSET | N/A |  | N/A | N/A | N/A | 0 | L1 | 0 | N/A | N/A | N/A | 0 | [16 empty] | N/A |  |  |  | 23.80.50.11.17 | [7 empty] | Receptacle |  | N21B1 | 16 | [5 empty] | 1291.669250 | 0.000000 | 190 | 1937.503875 | TRUE
558 | 1A01 | 0 | 740742 | New Construction | N/A |  | 0 |  | 0 |  | 103282 | Point+HemiSpherical | 45357 |  | 53228 | REF TYPE MARK | 0 | A2 - 0610x1219mm | 0 | 87085 | 90668,90669,90670,90671,90672,90673,90674,103465,103466,103467,103468,103469,103470,103471,103472,103473 | 2ikEQjpcTDnxUN0yGA3WNG | 1 |  | M_Troffer Light - Parabolic Rectangular:A2 - 0610x1219mm:A2 - 0610x1219mm:740742 |  | NO | N/A | 558 | N/A | 16777215 | N/A | N/A | N/A | N/A | N/A |  | 120 V/1-80 VA | N/A | <not associated> | UNSET |  |  | Level: Level 1 | UNSET | F | 0 | 2.680000 |  | 861.112833 | 0 | 0.050000 |  |  |  | 1.200000 |  |  | T8, 1219mm, RAPID START, CRI=75 |  | N/A | UNSET | N/A | N/A | TRUE | N/A | 0 | N/A | 0 | 0 | 0 | 0 | 0 | UNSET | N/A | N/A | FIXED | N/A | Downlights | UNSET | N/A | D5020210 | N/A | N/A | N/A | 0 | L1 | 0 | N/A | N/A | N/A | 0 | UNSET | UNSET | 0 | 0 | 0 | 0 | 0 | [9 empty] | N/A | Lighting - Fluorescent |  |  | 23.80.70.11.14.11 |  |  | A2 |  |  |  | 1291.669250 | Lighting - Dwelling Unit | 1 | L41C | 1 |  |  | 2900.000000 | 32 | [8 empty] | Metal - Paint Finish - Dark Gray, Matte | Glass - White, High Luminance | Metal - Chrome
559 | 1A01 | 0 | 740750 | New Construction | N/A |  | 0 |  | 0 |  | 103282 | Point+HemiSpherical | 45358 |  | 53229 | REF TYPE MARK | 0 | A2 - 0610x1219mm | 0 | 87084 | 90677,90678,90679,90680,90681,90682,90683,103465,103466,103467,103468,103469,103470,103471,103472,103473 | 2ikEQjpcTDnxUN0yGA3WNO | 1 |  | M_Troffer Light - Parabolic Rectangular:A2 - 0610x1219mm:A2 - 0610x1219mm:740750 |  | NO | N/A | 559 | N/A | 16777215 | N/A | N/A | N/A | N/A | N/A |  | 120 V/1-80 VA | N/A | <not associated> | UNSET |  |  | Level: Level 1 | UNSET | F | 0 | 2.680000 |  | 861.112833 | 0 | 0.050000 |  |  |  | 1.200000 |  |  | T8, 1219mm, RAPID START, CRI=75 |  | N/A | UNSET | N/A | N/A | TRUE | N/A | 0 | N/A | 0 | 0 | 0 | 0 | 0 | UNSET | N/A | N/A | FIXED | N/A | Downlights | UNSET | N/A | D5020210 | N/A | N/A | N/A | 0 | L1 | 0 | N/A | N/A | N/A | 0 | UNSET | UNSET | 0 | 0 | 0 | 0 | 0 | [9 empty] | N/A | Lighting - Fluorescent |  |  | 23.80.70.11.14.11 |  |  | A2 |  |  |  | 1291.669250 | Lighting - Dwelling Unit | 1 | L41C | 1 |  |  | 2900.000000 | 32 | [8 empty] | Metal - Paint Finish - Dark Gray, Matte | Glass - White, High Luminance | Metal - Chrome
1740 | 1A01 |  | 878129 | New Construction | N/A | [5 empty] | 103282 |  | 46401 |  | 43638 |  |  | Standard | 0 |  | 97631,97632,97633,97634,97635,97636,103571,103572,103573,103574,103575 | 0Oe4W3Rwf1Dht7uPdCMMG6 | 1 |  | M_Duplex Receptacle:Standard:Standard:878129 |  |  | N/A | 1740 | N/A |  | N/A | N/A | N/A | N/A | N/A |  | 120 V/1-180 VA | N/A | Linked Revit Model : Clinic_A.rvt | UNSET |  |  | Level: Level 1 |  |  |  | 0.500000 | [7 empty] | 0.460000 |  |  |  |  | N/A | UNSET | N/A | N/A | TRUE | N/A | 0 | N/A | 0 | 0 | 0 | 0 | 0 | UNSET | N/A | N/A | FIXED | N/A | Ground Fault Receptacles | UNSET | N/A |  | N/A | N/A | N/A | 0 | L1 | 0 | N/A | N/A | N/A | 0 | [16 empty] | N/A |  |  |  | 23.80.50.11.17 | [7 empty] | Receptacle |  | N21B1 | 11 | [5 empty] | 1291.669250 | 0.000000 | 166 | 1937.503875 | TRUE
1741 | 1A01 |  | 878213 | New Construction | N/A | [5 empty] | 103282 |  | 46402 |  | 43639 |  |  | Standard | 0 |  | 97637,97638,97639,97640,97641,97642,103571,103572,103573,103574,103575 | 0Oe4W3Rwf1Dht7uPdCMMIo | 1 |  | M_Duplex Receptacle:Standard:Standard:878213 |  |  | N/A | 1741 | N/A |  | N/A | N/A | N/A | N/A | N/A |  | 120 V/1-180 VA | N/A | Linked Revit Model : Clinic_A.rvt | UNSET |  |  | Level: Level 1 |  |  |  | 0.500000 | [7 empty] | 0.460000 |  |  |  |  | N/A | UNSET | N/A | N/A | TRUE | N/A | 0 | N/A | 0 | 0 | 0 | 0 | 0 | UNSET | N/A | N/A | FIXED | N/A | Ground Fault Receptacles | UNSET | N/A |  | N/A | N/A | N/A | 0 | L1 | 0 | N/A | N/A | N/A | 0 | [16 empty] | N/A |  |  |  | 23.80.50.11.17 | [7 empty] | Receptacle |  | N21B1 | 27 | [5 empty] | 1291.669250 | 0.000000 | 167 | 1937.503875 | TRUE
1746 | 1A01 |  | 878544 | New Construction | N/A | [5 empty] | 103282 |  | 46408 |  | 43644 |  |  | Standard | 0 |  | 97667,97668,97669,97670,97671,97672,103571,103572,103573,103574,103575 | 0Oe4W3Rwf1Dht7uPdCMMNd | 1 |  | M_Duplex Receptacle:Standard:Standard:878544 |  |  | N/A | 1746 | N/A |  | N/A | N/A | N/A | N/A | N/A |  | 120 V/1-180 VA | N/A | Linked Revit Model : Clinic_A.rvt | UNSET |  |  | Level: Level 1 |  |  |  | 0.500000 | [7 empty] | 0.460000 |  |  |  |  | N/A | UNSET | N/A | N/A | TRUE | N/A | 0 | N/A | 0 | 0 | 0 | 0 | 0 | UNSET | N/A | N/A | FIXED | N/A | Ground Fault Receptacles | UNSET | N/A |  | N/A | N/A | N/A | 0 | L1 | 0 | N/A | N/A | N/A | 0 | [16 empty] | N/A |  |  |  | 23.80.50.11.17 | [7 empty] | Receptacle |  | N21B1 | 11 | [5 empty] | 1291.669250 | 0.000000 | 172 | 1937.503875 | TRUE
1747 | 1A01 |  | 878678 | New Construction | N/A | [5 empty] | 103282 |  | 46409 |  | 43645 |  |  | Standard | 0 |  | 97673,97674,97675,97676,97677,97678,103571,103572,103573,103574,103575 | 0Oe4W3Rwf1Dht7uPdCMMfX | 1 |  | M_Duplex Receptacle:Standard:Standard:878678 |  |  | N/A | 1747 | N/A |  | N/A | N/A | N/A | N/A | N/A |  | 120 V/1-180 VA | N/A | Linked Revit Model : Clinic_A.rvt | UNSET |  |  | Level: Level 1 |  |  |  | 0.500000 | [7 empty] | 0.460000 |  |  |  |  | N/A | UNSET | N/A | N/A | TRUE | N/A | 0 | N/A | 0 | 0 | 0 | 0 | 0 | UNSET | N/A | N/A | FIXED | N/A | Ground Fault Receptacles | UNSET | N/A |  | N/A | N/A | N/A | 0 | L1 | 0 | N/A | N/A | N/A | 0 | [16 empty] | N/A |  |  |  | 23.80.50.11.17 | [7 empty] | Receptacle |  | N21B1 | 11 | [5 empty] | 1291.669250 | 0.000000 | 173 | 1937.503875 | TRUE
1748 | 1A01 |  | 878792 | New Construction | N/A | [5 empty] | 103282 |  | 46410 |  | 43646 |  |  | Standard | 0 |  | 97679,97680,97681,97682,97683,97684,103571,103572,103573,103574,103575 | 0Oe4W3Rwf1Dht7uPdCMMh$ | 1 |  | M_Duplex Receptacle:Standard:Standard:878792 |  |  | N/A | 1748 | N/A |  | N/A | N/A | N/A | N/A | N/A |  | 120 V/1-180 VA | N/A | Linked Revit Model : Clinic_A.rvt | UNSET |  |  | Level: Level 1 |  |  |  | 0.500000 | [7 empty] | 0.460000 |  |  |  |  | N/A | UNSET | N/A | N/A | TRUE | N/A | 0 | N/A | 0 | 0 | 0 | 0 | 0 | UNSET | N/A | N/A | FIXED | N/A | Ground Fault Receptacles | UNSET | N/A |  | N/A | N/A | N/A | 0 | L1 | 0 | N/A | N/A | N/A | 0 | [16 empty] | N/A |  |  |  | 23.80.50.11.17 | [7 empty] | Receptacle |  | N21B1 | 10 | [5 empty] | 1291.669250 | 0.000000 | 174 | 1937.503875 | TRUE
1849 | 1A01 |  | 893077 | New Construction | N/A | [5 empty] | 103282 |  | 46515 |  | 43747 |  |  | Standard | 0 |  | 98320,98321,98322,98323,98324,98325,103571,103572,103573,103574,103575 | 0Oe4W3Rwf1Dht7uPdCMQAY | 1 |  | M_Duplex Receptacle:Standard:Standard:893077 |  |  | N/A | 1849 | N/A |  | N/A | N/A | N/A | N/A | N/A |  | 120 V/1-180 VA | N/A | Linked Revit Model : Clinic_A.rvt | UNSET |  |  | Level: Level 1 |  |  |  | 0.500000 | [7 empty] | 0.460000 |  |  |  |  | N/A | UNSET | N/A | N/A | TRUE | N/A | 0 | N/A | 0 | 0 | 0 | 0 | 0 | UNSET | N/A | N/A | FIXED | N/A | Ground Fault Receptacles | UNSET | N/A |  | N/A | N/A | N/A | 0 | L1 | 0 | N/A | N/A | N/A | 0 | [16 empty] | N/A |  |  |  | 23.80.50.11.17 | [7 empty] | Receptacle |  | N21B1 | 10 | [5 empty] | 1291.669250 | 0.000000 | 275 | 1937.503875 | TRUE
552 | 1A02 | 0 | 740572 | New Construction | N/A |  | 0 |  | 0 |  | 103368 | Point+HemiSpherical | 45351 |  | 53222 | REF TYPE MARK | 0 | A2 - 0610x1219mm | 0 | 87091 | 90620,90621,90622,90623,90624,90625,90626,103465,103466,103467,103468,103469,103470,103471,103472,103473 | 2ikEQjpcTDnxUN0yGA3WIA | 1 |  | M_Troffer Light - Parabolic Rectangular:A2 - 0610x1219mm:A2 - 0610x1219mm:740572 |  | NO | N/A | 552 | N/A | 16777215 | N/A | N/A | N/A | N/A | N/A |  | 120 V/1-80 VA | N/A | <not associated> | UNSET |  |  | Level: Level 1 | UNSET | F | 0 | 2.680000 |  | 861.112833 | 0 | 0.050000 |  |  |  | 1.200000 |  |  | T8, 1219mm, RAPID START, CRI=75 |  | N/A | UNSET | N/A | N/A | TRUE | N/A | 0 | N/A | 0 | 0 | 0 | 0 | 0 | UNSET | N/A | N/A | FIXED | N/A | Downlights | UNSET | N/A | D5020210 | N/A | N/A | N/A | 0 | L1 | 0 | N/A | N/A | N/A | 0 | UNSET | UNSET | 0 | 0 | 0 | 0 | 0 | [9 empty] | N/A | Lighting - Fluorescent |  |  | 23.80.70.11.14.11 |  |  | A2 |  |  |  | 1291.669250 | Lighting - Dwelling Unit | 1 | L41C | 1 |  |  | 2900.000000 | 32 | [8 empty] | Metal - Paint Finish - Dark Gray, Matte | Glass - White, High Luminance | Metal - Chrome
554 | 1A02 | 0 | 740706 | New Construction | N/A |  | 0 |  | 0 |  | 103368 | Point+HemiSpherical | 45353 |  | 53224 | REF TYPE MARK | 0 | A2 - 0610x1219mm | 0 | 87089 | 90634,90635,90636,90637,90638,90639,90640,103465,103466,103467,103468,103469,103470,103471,103472,103473 | 2ikEQjpcTDnxUN0yGA3WKq | 1 |  | M_Troffer Light - Parabolic Rectangular:A2 - 0610x1219mm:A2 - 0610x1219mm:740706 |  | NO | N/A | 554 | N/A | 16777215 | N/A | N/A | N/A | N/A | N/A |  | 120 V/1-80 VA | N/A | <not associated> | UNSET |  |  | Level: Level 1 | UNSET | F | 0 | 2.680000 |  | 861.112833 | 0 | 0.050000 |  |  |  | 1.200000 |  |  | T8, 1219mm, RAPID START, CRI=75 |  | N/A | UNSET | N/A | N/A | TRUE | N/A | 0 | N/A | 0 | 0 | 0 | 0 | 0 | UNSET | N/A | N/A | FIXED | N/A | Downlights | UNSET | N/A | D5020210 | N/A | N/A | N/A | 0 | L1 | 0 | N/A | N/A | N/A | 0 | UNSET | UNSET | 0 | 0 | 0 | 0 | 0 | [9 empty] | N/A | Lighting - Fluorescent |  |  | 23.80.70.11.14.11 |  |  | A2 |  |  |  | 1291.669250 | Lighting - Dwelling Unit | 1 | L41C | 1 |  |  | 2900.000000 | 32 | [8 empty] | Metal - Paint Finish - Dark Gray, Matte | Glass - White, High Luminance | Metal - Chrome
556 | 1A02 | 0 | 740724 | New Construction | N/A |  | 0 |  | 0 |  | 103368 | Point+HemiSpherical | 45355 |  | 53226 | REF TYPE MARK | 0 | A2 - 0610x1219mm | 0 | 87087 | 90650,90651,90652,90653,90654,90655,90656,103465,103466,103467,103468,103469,103470,103471,103472,103473 | 2ikEQjpcTDnxUN0yGA3WKY | 1 |  | M_Troffer Light - Parabolic Rectangular:A2 - 0610x1219mm:A2 - 0610x1219mm:740724 |  | NO | N/A | 556 | N/A | 16777215 | N/A | N/A | N/A | N/A | N/A |  | 120 V/1-80 VA | N/A | <not associated> | UNSET |  |  | Level: Level 1 | UNSET | F | 0 | 2.680000 |  | 861.112833 | 0 | 0.050000 |  |  |  | 1.200000 |  |  | T8, 1219mm, RAPID START, CRI=75 |  | N/A | UNSET | N/A | N/A | TRUE | N/A | 0 | N/A | 0 | 0 | 0 | 0 | 0 | UNSET | N/A | N/A | FIXED | N/A | Downlights | UNSET | N/A | D5020210 | N/A | N/A | N/A | 0 | L1 | 0 | N/A | N/A | N/A | 0 | UNSET | UNSET | 0 | 0 | 0 | 0 | 0 | [9 empty] | N/A | Lighting - Fluorescent |  |  | 23.80.70.11.14.11 |  |  | A2 |  |  |  | 1291.669250 | Lighting - Dwelling Unit | 1 | L41C | 1 |  |  | 2900.000000 | 32 | [8 empty] | Metal - Paint Finish - Dark Gray, Matte | Glass - White, High Luminance | Metal - Chrome
1765 | 1A02 |  | 881287 | New Construction | N/A | [5 empty] | 103368 |  | 46428 |  | 43663 |  |  | Standard | 0 |  | 97788,97789,97790,97791,97792,97793,103571,103572,103573,103574,103575 | 0Oe4W3Rwf1Dht7uPdCMN2m | 1 |  | M_Duplex Receptacle:Standard:Standard:881287 |  |  | N/A | 1765 | N/A |  | N/A | N/A | N/A | N/A | N/A |  | 120 V/1-180 VA | N/A | Linked Revit Model : Clinic_A.rvt | UNSET |  |  | Level: Level 1 |  |  |  | 0.500000 | [7 empty] | 0.460000 |  |  |  |  | N/A | UNSET | N/A | N/A | TRUE | N/A | 0 | N/A | 0 | 0 | 0 | 0 | 0 | UNSET | N/A | N/A | FIXED | N/A | Ground Fault Receptacles | UNSET | N/A |  | N/A | N/A | N/A | 0 | L1 | 0 | N/A | N/A | N/A | 0 | [16 empty] | N/A |  |  |  | 23.80.50.11.17 | [7 empty] | Receptacle |  | N21B1 | 14 | [5 empty] | 1291.669250 | 0.000000 | 191 | 1937.503875 | TRUE
1766 | 1A02 |  | 881371 | New Construction | N/A | [5 empty] | 103368 |  | 46429 |  | 43664 |  |  | Standard | 0 |  | 97794,97795,97796,97797,97798,97799,103571,103572,103573,103574,103575 | 0Oe4W3Rwf1Dht7uPdCMN3i | 1 |  | M_Duplex Receptacle:Standard:Standard:881371 |  |  | N/A | 1766 | N/A |  | N/A | N/A | N/A | N/A | N/A |  | 120 V/1-180 VA | N/A | Linked Revit Model : Clinic_A.rvt | UNSET |  |  | Level: Level 1 |  |  |  | 0.500000 | [7 empty] | 0.460000 |  |  |  |  | N/A | UNSET | N/A | N/A | TRUE | N/A | 0 | N/A | 0 | 0 | 0 | 0 | 0 | UNSET | N/A | N/A | FIXED | N/A | Ground Fault Receptacles | UNSET | N/A |  | N/A | N/A | N/A | 0 | L1 | 0 | N/A | N/A | N/A | 0 | [16 empty] | N/A |  |  |  | 23.80.50.11.17 | [7 empty] | Receptacle |  | N21B1 | 14 | [5 empty] | 1291.669250 | 0.000000 | 192 | 1937.503875 | TRUE
1767 | 1A02 |  | 881424 | New Construction | N/A | [5 empty] | 103368 |  | 46430 |  | 43665 |  |  | Standard | 0 |  | 97800,97801,97802,97803,97804,97805,103571,103572,103573,103574,103575 | 0Oe4W3Rwf1Dht7uPdCMN4d | 1 |  | M_Duplex Receptacle:Standard:Standard:881424 |  |  | N/A | 1767 | N/A |  | N/A | N/A | N/A | N/A | N/A |  | 120 V/1-180 VA | N/A | Grid : 1 | UNSET |  |  | Level: Level 1 |  |  |  | 0.500000 | [7 empty] | 0.460000 |  |  |  |  | N/A | UNSET | N/A | N/A | TRUE | N/A | 0 | N/A | 0 | 0 | 0 | 0 | 0 | UNSET | N/A | N/A | FIXED | N/A | Ground Fault Receptacles | UNSET | N/A |  | N/A | N/A | N/A | 0 | L1 | 0 | N/A | N/A | N/A | 0 | [16 empty] | N/A |  |  |  | 23.80.50.11.17 | [7 empty] | Receptacle |  | N21B1 | 14 | [5 empty] | 1291.669250 | 0.000000 | 193 | 1937.503875 | TRUE
1768 | 1A02 |  | 881528 | New Construction | N/A | [5 empty] | 103368 |  | 46431 |  | 43666 |  |  | Standard | 0 |  | 97806,97807,97808,97809,97810,97811,103571,103572,103573,103574,103575 | 0Oe4W3Rwf1Dht7uPdCMN5F | 1 |  | M_Duplex Receptacle:Standard:Standard:881528 |  |  | N/A | 1768 | N/A |  | N/A | N/A | N/A | N/A | N/A |  | 120 V/1-180 VA | N/A | Linked Revit Model : Clinic_A.rvt | UNSET |  |  | Level: Level 1 |  |  |  | 0.500000 | [7 empty] | 0.460000 |  |  |  |  | N/A | UNSET | N/A | N/A | TRUE | N/A | 0 | N/A | 0 | 0 | 0 | 0 | 0 | UNSET | N/A | N/A | FIXED | N/A | Ground Fault Receptacles | UNSET | N/A |  | N/A | N/A | N/A | 0 | L1 | 0 | N/A | N/A | N/A | 0 | [16 empty] | N/A |  |  |  | 23.80.50.11.17 | [7 empty] | Receptacle |  | N21B1 | 14 | [5 empty] | 1291.669250 | 0.000000 | 194 | 1937.503875 | TRUE
1769 | 1A02 |  | 881889 | New Construction | N/A | [5 empty] | 103368 |  | 46432 |  | 43667 |  |  | Standard | 0 |  | 97812,97813,97814,97815,97816,97817,103571,103572,103573,103574,103575 | 0Oe4W3Rwf1Dht7uPdCMNRM | 1 |  | M_Duplex Receptacle:Standard:Standard:881889 |  |  | N/A | 1769 | N/A |  | N/A | N/A | N/A | N/A | N/A |  | 120 V/1-180 VA | N/A | Linked Revit Model : Clinic_A.rvt | UNSET |  |  | Level: Level 1 |  |  |  | 0.500000 | [7 empty] | 0.460000 |  |  |  |  | N/A | UNSET | N/A | N/A | TRUE | N/A | 0 | N/A | 0 | 0 | 0 | 0 | 0 | UNSET | N/A | N/A | FIXED | N/A | Ground Fault Receptacles | UNSET | N/A |  | N/A | N/A | N/A | 0 | L1 | 0 | N/A | N/A | N/A | 0 | [16 empty] | N/A |  |  |  | 23.80.50.11.17 | [7 empty] | Receptacle |  | N21B1 | 6 | [5 empty] | 1291.669250 | 0.000000 | 195 | 1937.503875 | TRUE
1770 | 1A02 |  | 882190 | New Construction | N/A | [5 empty] | 103368 |  | 46433 |  | 43668 |  |  | Standard | 0 |  | 97818,97819,97820,97821,97822,97823,103571,103572,103573,103574,103575 | 0Oe4W3Rwf1Dht7uPdCMNGv | 1 |  | M_Duplex Receptacle:Standard:Standard:882190 |  |  | N/A | 1770 | N/A |  | N/A | N/A | N/A | N/A | N/A |  | 120 V/1-180 VA | N/A | Linked Revit Model : Clinic_A.rvt | UNSET |  |  | Level: Level 1 |  |  |  | 0.500000 | [7 empty] | 0.460000 |  |  |  |  | N/A | UNSET | N/A | N/A | TRUE | N/A | 0 | N/A | 0 | 0 | 0 | 0 | 0 | UNSET | N/A | N/A | FIXED | N/A | Ground Fault Receptacles | UNSET | N/A |  | N/A | N/A | N/A | 0 | L1 | 0 | N/A | N/A | N/A | 0 | [16 empty] | N/A |  |  |  | 23.80.50.11.17 | [7 empty] | Receptacle |  | N21B1 | 4 | [5 empty] | 1291.669250 | 0.000000 | 196 | 1937.503875 | TRUE
1771 | 1A02 |  | 882318 | New Construction | N/A | [5 empty] | 103368 |  | 46434 |  | 43669 |  |  | Standard | 0 |  | 97825,97826,97827,97828,97829,97830,103571,103572,103573,103574,103575 | 0Oe4W3Rwf1Dht7uPdCMNIv | 1 |  | M_Duplex Receptacle:Standard:Standard:882318 |  |  | N/A | 1771 | N/A |  | N/A | N/A | N/A | N/A | N/A |  | 120 V/1-180 VA | N/A | Linked Revit Model : Clinic_A.rvt | UNSET |  |  | Level: Level 1 |  |  |  | 0.500000 | [7 empty] | 0.460000 |  |  |  |  | N/A | UNSET | N/A | N/A | TRUE | N/A | 0 | N/A | 0 | 0 | 0 | 0 | 0 | UNSET | N/A | N/A | FIXED | N/A | Ground Fault Receptacles | UNSET | N/A |  | N/A | N/A | N/A | 0 | L1 | 0 | N/A | N/A | N/A | 0 | [16 empty] | N/A |  |  |  | 23.80.50.11.17 | [7 empty] | Receptacle |  | N21B1 | 4 | [5 empty] | 1291.669250 | 0.000000 | 197 | 1937.503875 | TRUE
1772 | 1A02 |  | 882529 | New Construction | N/A | [5 empty] | 103368 |  | 46435 |  | 43670 |  |  | Standard | 0 |  | 97832,97833,97834,97835,97836,97837,103571,103572,103573,103574,103575 | 0Oe4W3Rwf1Dht7uPdCMNLM | 1 |  | M_Duplex Receptacle:Standard:Standard:882529 |  |  | N/A | 1772 | N/A |  | N/A | N/A | N/A | N/A | N/A |  | 120 V/1-180 VA | N/A | Linked Revit Model : Clinic_A.rvt | UNSET |  |  | Level: Level 1 |  |  |  | 0.500000 | [7 empty] | 0.460000 |  |  |  |  | N/A | UNSET | N/A | N/A | TRUE | N/A | 0 | N/A | 0 | 0 | 0 | 0 | 0 | UNSET | N/A | N/A | FIXED | N/A | Ground Fault Receptacles | UNSET | N/A |  | N/A | N/A | N/A | 0 | L1 | 0 | N/A | N/A | N/A | 0 | [16 empty] | N/A |  |  |  | 23.80.50.11.17 | [7 empty] | Receptacle |  | N21B1 | 4 | [5 empty] | 1291.669250 | 0.000000 | 198 | 1937.503875 | TRUE
500 | 1A03 | 0 | 739871 | New Construction | N/A |  | 0 |  | 0 |  | 103281 | Point+HemiSpherical | 45299 |  | 53170 | REF TYPE MARK | 0 | B1 - 0610x1219mm | 0 | 87143 | 90232,90233,90234,90235,90236,90237,90238,103561,103562,103563,103564,103565,103566,103567,103568,103569 | 1Ew_8oRPr27vHUxllyBcRF | 1 |  | M_Troffer Light - Parabolic Rectangular:B1 - 0610x1219mm:B1 - 0610x1219mm:739871 |  | NO | N/A | 500 | N/A | 16777215 | N/A | N/A | N/A | N/A | N/A |  | 120 V/1-80 VA | N/A | <not associated> | UNSET |  |  | Level: Level 1 | UNSET | F | 0 | 2.680000 |  | 861.112833 | 0 | 0.050000 |  |  |  | 1.200000 |  |  | T8, 1219mm, RAPID START, CRI=75 |  | N/A | UNSET | N/A | N/A | TRUE | N/A | 0 | N/A | 0 | 0 | 0 | 0 | 0 | UNSET | N/A | N/A | FIXED | N/A | Downlights | UNSET | N/A | D5020210 | N/A | N/A | N/A | 0 | L1 | 0 | N/A | N/A | N/A | 0 | UNSET | UNSET | 0 | 0 | 0 | 0 | 0 | [9 empty] | N/A | Lighting - Fluorescent |  |  | 23.80.70.11.14.11 |  |  | B1 |  |  |  | 1291.669250 | Lighting - Dwelling Unit | 1 | L41C | 1 |  |  | 2900.000000 | 32 | [8 empty] | Metal - Paint Finish - Dark Gray, Matte | Glass - White, High Luminance | Metal - Chrome
501 | 1A03 | 0 | 739879 | New Construction | N/A |  | 0 |  | 0 |  | 103281 | Point+HemiSpherical | 45300 |  | 53171 | REF TYPE MARK | 0 | B1 - 0610x1219mm | 0 | 87142 | 90241,90242,90243,90244,90245,90246,90247,103561,103562,103563,103564,103565,103566,103567,103568,103569 | 1Ew_8oRPr27vHUxllyBcRt | 1 |  | M_Troffer Light - Parabolic Rectangular:B1 - 0610x1219mm:B1 - 0610x1219mm:739879 |  | NO | N/A | 501 | N/A | 16777215 | N/A | N/A | N/A | N/A | N/A |  | 120 V/1-80 VA | N/A | <not associated> | UNSET |  |  | Level: Level 1 | UNSET | F | 0 | 2.680000 |  | 861.112833 | 0 | 0.050000 |  |  |  | 1.200000 |  |  | T8, 1219mm, RAPID START, CRI=75 |  | N/A | UNSET | N/A | N/A | TRUE | N/A | 0 | N/A | 0 | 0 | 0 | 0 | 0 | UNSET | N/A | N/A | FIXED | N/A | Downlights | UNSET | N/A | D5020210 | N/A | N/A | N/A | 0 | L1 | 0 | N/A | N/A | N/A | 0 | UNSET | UNSET | 0 | 0 | 0 | 0 | 0 | [9 empty] | N/A | Lighting - Fluorescent |  |  | 23.80.70.11.14.11 |  |  | B1 |  |  |  | 1291.669250 | Lighting - Dwelling Unit | 1 | L41C | 1 |  |  | 2900.000000 | 32 | [8 empty] | Metal - Paint Finish - Dark Gray, Matte | Glass - White, High Luminance | Metal - Chrome
1342 | 1A03 |  | 806667 | New Construction | N/A | [5 empty] | 103281 |  | 46007 |  | 43272 |  |  | Single Pole | 0 |  | 95191,95192,95193,95194,95195,95196,103554,103555,103556,103557,103558,103559 | 1LRV9a7_TAYg7FVXvT_HUk | 1 |  | M_Lighting Switches:Single Pole:Single Pole:806667 |  |  | N/A | 1342 | N/A |  | N/A | N/A | N/A | N/A | N/A |  | 120 V/1-0 VA | N/A | Orphaned |  |  |  | Level: Level 1 |  |  |  | 1.200000 |  | 0.000000 | [5 empty] | 1.200000 |  |  |  |  | N/A | UNSET | N/A | N/A | TRUE | N/A | 0 | N/A | 0 | 0 | 0 | 0 | 0 | UNSET | N/A | N/A | FIXED | N/A | Switches | UNSET | N/A |  | N/A | N/A | N/A | 0 | L1 | 0 | N/A | N/A | N/A | 0 | [16 empty] | N/A |  |  |  | 23.80.50.11.14 | [7 empty] | Other |  | L41C | 1 | [5 empty] | 1291.669250 | 0.000000
1735 | 1A03 |  | 877816 | New Construction | N/A | [5 empty] | 103281 |  | 46396 |  | 43633 |  |  | Standard | 0 |  | 97601,97602,97603,97604,97605,97606,103571,103572,103573,103574,103575 | 0Oe4W3Rwf1Dht7uPdCMMRF | 1 |  | M_Duplex Receptacle:Standard:Standard:877816 |  |  | N/A | 1735 | N/A |  | N/A | N/A | N/A | N/A | N/A |  | 120 V/1-180 VA | N/A | Linked Revit Model : Clinic_A.rvt | UNSET |  |  | Level: Level 1 |  |  |  | 0.500000 | [7 empty] | 0.460000 |  |  |  |  | N/A | UNSET | N/A | N/A | TRUE | N/A | 0 | N/A | 0 | 0 | 0 | 0 | 0 | UNSET | N/A | N/A | FIXED | N/A | Ground Fault Receptacles | UNSET | N/A |  | N/A | N/A | N/A | 0 | L1 | 0 | N/A | N/A | N/A | 0 | [16 empty] | N/A |  |  |  | 23.80.50.11.17 | [7 empty] | Receptacle |  | N21B1 | 13 | [5 empty] | 1291.669250 | 0.000000 | 161 | 1937.503875 | TRUE
1736 | 1A03 |  | 877860 | New Construction | N/A | [5 empty] | 103281 |  | 46397 |  | 43634 |  |  | Standard | 0 |  | 97607,97608,97609,97610,97611,97612,103571,103572,103573,103574,103575 | 0Oe4W3Rwf1Dht7uPdCMMSJ | 1 |  | M_Duplex Receptacle:Standard:Standard:877860 |  |  | N/A | 1736 | N/A |  | N/A | N/A | N/A | N/A | N/A |  | 120 V/1-180 VA | N/A | Linked Revit Model : Clinic_A.rvt | UNSET |  |  | Level: Level 1 |  |  |  | 0.500000 | [7 empty] | 0.460000 |  |  |  |  | N/A | UNSET | N/A | N/A | TRUE | N/A | 0 | N/A | 0 | 0 | 0 | 0 | 0 | UNSET | N/A | N/A | FIXED | N/A | Ground Fault Receptacles | UNSET | N/A |  | N/A | N/A | N/A | 0 | L1 | 0 | N/A | N/A | N/A | 0 | [16 empty] | N/A |  |  |  | 23.80.50.11.17 | [7 empty] | Receptacle |  | N21B1 | 13 | [5 empty] | 1291.669250 | 0.000000 | 162 | 1937.503875 | TRUE
1737 | 1A03 |  | 877904 | New Construction | N/A | [5 empty] | 103281 |  | 46398 |  | 43635 |  |  | Standard | 0 |  | 97613,97614,97615,97616,97617,97618,103571,103572,103573,103574,103575 | 0Oe4W3Rwf1Dht7uPdCMMTd | 1 |  | M_Duplex Receptacle:Standard:Standard:877904 |  |  | N/A | 1737 | N/A |  | N/A | N/A | N/A | N/A | N/A |  | 120 V/1-180 VA | N/A | M_Lighting Switches : Single Pole | UNSET |  |  | Level: Level 1 |  |  |  | 0.500000 | [7 empty] | 0.460000 |  |  |  |  | N/A | UNSET | N/A | N/A | TRUE | N/A | 0 | N/A | 0 | 0 | 0 | 0 | 0 | UNSET | N/A | N/A | FIXED | N/A | Ground Fault Receptacles | UNSET | N/A |  | N/A | N/A | N/A | 0 | L1 | 0 | N/A | N/A | N/A | 0 | [16 empty] | N/A |  |  |  | 23.80.50.11.17 | [7 empty] | Receptacle |  | N21B1 | 13 | [5 empty] | 1291.669250 | 0.000000 | 163 | 1937.503875 | TRUE
1738 | 1A03 |  | 878031 | New Construction | N/A | [5 empty] | 103281 |  | 46399 |  | 43636 |  |  | Standard | 0 |  | 97619,97620,97621,97622,97623,97624,103571,103572,103573,103574,103575 | 0Oe4W3Rwf1Dht7uPdCMMVu | 1 |  | M_Duplex Receptacle:Standard:Standard:878031 |  |  | N/A | 1738 | N/A |  | N/A | N/A | N/A | N/A | N/A |  | 120 V/1-180 VA | N/A | Linked Revit Model : Clinic_A.rvt | UNSET |  |  | Level: Level 1 |  |  |  | 0.500000 | [7 empty] | 0.460000 |  |  |  |  | N/A | UNSET | N/A | N/A | TRUE | N/A | 0 | N/A | 0 | 0 | 0 | 0 | 0 | UNSET | N/A | N/A | FIXED | N/A | Ground Fault Receptacles | UNSET | N/A |  | N/A | N/A | N/A | 0 | L1 | 0 | N/A | N/A | N/A | 0 | [16 empty] | N/A |  |  |  | 23.80.50.11.17 | [7 empty] | Receptacle |  | N21B1 | 13 | [5 empty] | 1291.669250 | 0.000000 | 164 | 1937.503875 | TRUE
1739 | 1A03 |  | 878085 | New Construction | N/A | [5 empty] | 103281 |  | 46400 |  | 43637 |  |  | Standard | 0 |  | 97625,97626,97627,97628,97629,97630,103571,103572,103573,103574,103575 | 0Oe4W3Rwf1Dht7uPdCMMGo | 1 |  | M_Duplex Receptacle:Standard:Standard:878085 |  |  | N/A | 1739 | N/A |  | N/A | N/A | N/A | N/A | N/A |  | 120 V/1-180 VA | N/A | Linked Revit Model : Clinic_A.rvt | UNSET |  |  | Level: Level 1 |  |  |  | 0.500000 | [7 empty] | 0.460000 |  |  |  |  | N/A | UNSET | N/A | N/A | TRUE | N/A | 0 | N/A | 0 | 0 | 0 | 0 | 0 | UNSET | N/A | N/A | FIXED | N/A | Ground Fault Receptacles | UNSET | N/A |  | N/A | N/A | N/A | 0 | L1 | 0 | N/A | N/A | N/A | 0 | [16 empty] | N/A |  |  |  | 23.80.50.11.17 | [7 empty] | Receptacle |  | N21B1 | 11 | [5 empty] | 1291.669250 | 0.000000 | 165 | 1937.503875 | TRUE
504 | 1A04 | 0 | 739911 | New Construction | N/A |  | 0 |  | 0 |  | 103259 | Point+HemiSpherical | 45303 |  | 53174 | REF TYPE MARK | 0 | B1 - 0610x1219mm | 0 | 87139 | 90268,90269,90270,90271,90272,90273,90274,103561,103562,103563,103564,103565,103566,103567,103568,103569 | 1Ew_8oRPr27vHUxllyBcQN | 1 |  | M_Troffer Light - Parabolic Rectangular:B1 - 0610x1219mm:B1 - 0610x1219mm:739911 |  | NO | N/A | 504 | N/A | 16777215 | N/A | N/A | N/A | N/A | N/A |  | 120 V/1-80 VA | N/A | <not associated> | UNSET |  |  | Level: Level 1 | UNSET | F | 0 | 2.680000 |  | 861.112833 | 0 | 0.050000 |  |  |  | 1.200000 |  |  | T8, 1219mm, RAPID START, CRI=75 |  | N/A | UNSET | N/A | N/A | TRUE | N/A | 0 | N/A | 0 | 0 | 0 | 0 | 0 | UNSET | N/A | N/A | FIXED | N/A | Downlights | UNSET | N/A | D5020210 | N/A | N/A | N/A | 0 | L1 | 0 | N/A | N/A | N/A | 0 | UNSET | UNSET | 0 | 0 | 0 | 0 | 0 | [9 empty] | N/A | Lighting - Fluorescent |  |  | 23.80.70.11.14.11 |  |  | B1 |  |  |  | 1291.669250 | Lighting - Dwelling Unit | 1 | L41C | 1 |  |  | 2900.000000 | 32 | [8 empty] | Metal - Paint Finish - Dark Gray, Matte | Glass - White, High Luminance | Metal - Chrome
505 | 1A04 | 0 | 739919 | New Construction | N/A |  | 0 |  | 0 |  | 103259 | Point+HemiSpherical | 45304 |  | 53175 | REF TYPE MARK | 0 | B1 - 0610x1219mm | 0 | 87138 | 90275,90276,90277,90278,90279,90280,90281,103561,103562,103563,103564,103565,103566,103567,103568,103569 | 1Ew_8oRPr27vHUxllyBcQV | 1 |  | M_Troffer Light - Parabolic Rectangular:B1 - 0610x1219mm:B1 - 0610x1219mm:739919 |  | NO | N/A | 505 | N/A | 16777215 | N/A | N/A | N/A | N/A | N/A |  | 120 V/1-80 VA | N/A | <not associated> | UNSET |  |  | Level: Level 1 | UNSET | F | 0 | 2.680000 |  | 861.112833 | 0 | 0.050000 |  |  |  | 1.200000 |  |  | T8, 1219mm, RAPID START, CRI=75 |  | N/A | UNSET | N/A | N/A | TRUE | N/A | 0 | N/A | 0 | 0 | 0 | 0 | 0 | UNSET | N/A | N/A | FIXED | N/A | Downlights | UNSET | N/A | D5020210 | N/A | N/A | N/A | 0 | L1 | 0 | N/A | N/A | N/A | 0 | UNSET | UNSET | 0 | 0 | 0 | 0 | 0 | [9 empty] | N/A | Lighting - Fluorescent |  |  | 23.80.70.11.14.11 |  |  | B1 |  |  |  | 1291.669250 | Lighting - Dwelling Unit | 1 | L41C | 1 |  |  | 2900.000000 | 32 | [8 empty] | Metal - Paint Finish - Dark Gray, Matte | Glass - White, High Luminance | Metal - Chrome
1344 | 1A04 |  | 807245 | New Construction | N/A | [5 empty] | 103259 |  | 46009 |  | 43274 |  |  | Single Pole | 0 |  | 95203,95204,95205,95206,95207,95208,103554,103555,103556,103557,103558,103559 | 1LRV9a7_TAYg7FVXvT_Gde | 1 |  | M_Lighting Switches:Single Pole:Single Pole:807245 |  |  | N/A | 1344 | N/A |  | N/A | N/A | N/A | N/A | N/A |  | 120 V/1-0 VA | N/A | Linked Revit Model : Clinic_A.rvt |  |  |  | Level: Level 1 |  |  |  | 1.200000 |  | 0.000000 | [5 empty] | 1.200000 |  |  |  |  | N/A | UNSET | N/A | N/A | TRUE | N/A | 0 | N/A | 0 | 0 | 0 | 0 | 0 | UNSET | N/A | N/A | FIXED | N/A | Switches | UNSET | N/A |  | N/A | N/A | N/A | 0 | L1 | 0 | N/A | N/A | N/A | 0 | [16 empty] | N/A |  |  |  | 23.80.50.11.14 | [7 empty] | Other |  | L41C | 1 | [5 empty] | 1291.669250 | 0.000000
1760 | 1A04 |  | 880885 | New Construction | N/A | [5 empty] | 103259 |  | 46422 |  | 43658 |  |  | Standard | 0 |  | 97758,97759,97760,97761,97762,97763,103571,103572,103573,103574,103575 | 0Oe4W3Rwf1Dht7uPdCMNB2 | 1 |  | M_Duplex Receptacle:Standard:Standard:880885 |  |  | N/A | 1760 | N/A |  | N/A | N/A | N/A | N/A | N/A |  | 120 V/1-180 VA | N/A | Linked Revit Model : Clinic_A.rvt | UNSET |  |  | Level: Level 1 |  |  |  | 0.500000 | [7 empty] | 0.460000 |  |  |  |  | N/A | UNSET | N/A | N/A | TRUE | N/A | 0 | N/A | 0 | 0 | 0 | 0 | 0 | UNSET | N/A | N/A | FIXED | N/A | Ground Fault Receptacles | UNSET | N/A |  | N/A | N/A | N/A | 0 | L1 | 0 | N/A | N/A | N/A | 0 | [16 empty] | N/A |  |  |  | 23.80.50.11.17 | [7 empty] | Receptacle |  | N21B1 | 16 | [5 empty] | 1291.669250 | 0.000000 | 186 | 1937.503875 | TRUE
1761 | 1A04 |  | 880950 | New Construction | N/A | [5 empty] | 103259 |  | 46423 |  | 43659 |  |  | Standard | 0 |  | 97764,97765,97766,97767,97768,97769,103571,103572,103573,103574,103575 | 0Oe4W3Rwf1Dht7uPdCMNC1 | 1 |  | M_Duplex Receptacle:Standard:Standard:880950 |  |  | N/A | 1761 | N/A |  | N/A | N/A | N/A | N/A | N/A |  | 120 V/1-180 VA | N/A | Linked Revit Model : Clinic_A.rvt | UNSET |  |  | Level: Level 1 |  |  |  | 0.500000 | [7 empty] | 0.460000 |  |  |  |  | N/A | UNSET | N/A | N/A | TRUE | N/A | 0 | N/A | 0 | 0 | 0 | 0 | 0 | UNSET | N/A | N/A | FIXED | N/A | Ground Fault Receptacles | UNSET | N/A |  | N/A | N/A | N/A | 0 | L1 | 0 | N/A | N/A | N/A | 0 | [16 empty] | N/A |  |  |  | 23.80.50.11.17 | [7 empty] | Receptacle |  | N21B1 | 16 | [5 empty] | 1291.669250 | 0.000000 | 187 | 1937.503875 | TRUE
1762 | 1A04 |  | 881014 | New Construction | N/A | [5 empty] | 103259 |  | 46424 |  | 43660 |  |  | Standard | 0 |  | 97770,97771,97772,97773,97774,97775,103571,103572,103573,103574,103575 | 0Oe4W3Rwf1Dht7uPdCMND1 | 1 |  | M_Duplex Receptacle:Standard:Standard:881014 |  |  | N/A | 1762 | N/A |  | N/A | N/A | N/A | N/A | N/A |  | 120 V/1-180 VA | N/A | Linked Revit Model : Clinic_A.rvt | UNSET |  |  | Level: Level 1 |  |  |  | 0.500000 | [7 empty] | 0.460000 |  |  |  |  | N/A | UNSET | N/A | N/A | TRUE | N/A | 0 | N/A | 0 | 0 | 0 | 0 | 0 | UNSET | N/A | N/A | FIXED | N/A | Ground Fault Receptacles | UNSET | N/A |  | N/A | N/A | N/A | 0 | L1 | 0 | N/A | N/A | N/A | 0 | [16 empty] | N/A |  |  |  | 23.80.50.11.17 | [7 empty] | Receptacle |  | N21B1 | 16 | [5 empty] | 1291.669250 | 0.000000 | 188 | 1937.503875 | TRUE
1763 | 1A04 |  | 881128 | New Construction | N/A | [5 empty] | 103259 |  | 46425 |  | 43661 |  |  | Standard | 0 |  | 97776,97777,97778,97779,97780,97781,103571,103572,103573,103574,103575 | 0Oe4W3Rwf1Dht7uPdCMNFV | 1 |  | M_Duplex Receptacle:Standard:Standard:881128 |  |  | N/A | 1763 | N/A |  | N/A | N/A | N/A | N/A | N/A |  | 120 V/1-180 VA | N/A | Linked Revit Model : Clinic_A.rvt | UNSET |  |  | Level: Level 1 |  |  |  | 0.500000 | [7 empty] | 0.460000 |  |  |  |  | N/A | UNSET | N/A | N/A | TRUE | N/A | 0 | N/A | 0 | 0 | 0 | 0 | 0 | UNSET | N/A | N/A | FIXED | N/A | Ground Fault Receptacles | UNSET | N/A |  | N/A | N/A | N/A | 0 | L1 | 0 | N/A | N/A | N/A | 0 | [16 empty] | N/A |  |  |  | 23.80.50.11.17 | [7 empty] | Receptacle |  | N21B1 | 16 | [5 empty] | 1291.669250 | 0.000000 | 189 | 1937.503875 | TRUE
502 | 1A05 | 0 | 739891 | New Construction | N/A |  | 0 |  | 0 |  | 103258 | Point+HemiSpherical | 45301 |  | 53172 | REF TYPE MARK | 0 | B1 - 0610x1219mm | 0 | 87141 | 90250,90251,90252,90253,90254,90255,90256,103561,103562,103563,103564,103565,103566,103567,103568,103569 | 1Ew_8oRPr27vHUxllyBcRZ | 1 |  | M_Troffer Light - Parabolic Rectangular:B1 - 0610x1219mm:B1 - 0610x1219mm:739891 |  | NO | N/A | 502 | N/A | 16777215 | N/A | N/A | N/A | N/A | N/A |  | 120 V/1-80 VA | N/A | <not associated> | UNSET |  |  | Level: Level 1 | UNSET | F | 0 | 2.680000 |  | 861.112833 | 0 | 0.050000 |  |  |  | 1.200000 |  |  | T8, 1219mm, RAPID START, CRI=75 |  | N/A | UNSET | N/A | N/A | TRUE | N/A | 0 | N/A | 0 | 0 | 0 | 0 | 0 | UNSET | N/A | N/A | FIXED | N/A | Downlights | UNSET | N/A | D5020210 | N/A | N/A | N/A | 0 | L1 | 0 | N/A | N/A | N/A | 0 | UNSET | UNSET | 0 | 0 | 0 | 0 | 0 | [9 empty] | N/A | Lighting - Fluorescent |  |  | 23.80.70.11.14.11 |  |  | B1 |  |  |  | 1291.669250 | Lighting - Dwelling Unit | 1 | L41C | 1 |  |  | 2900.000000 | 32 | [8 empty] | Metal - Paint Finish - Dark Gray, Matte | Glass - White, High Luminance | Metal - Chrome
503 | 1A05 | 0 | 739901 | New Construction | N/A |  | 0 |  | 0 |  | 103258 | Point+HemiSpherical | 45302 |  | 53173 | REF TYPE MARK | 0 | B1 - 0610x1219mm | 0 | 87140 | 90259,90260,90261,90262,90263,90264,90265,103561,103562,103563,103564,103565,103566,103567,103568,103569 | 1Ew_8oRPr27vHUxllyBcRj | 1 |  | M_Troffer Light - Parabolic Rectangular:B1 - 0610x1219mm:B1 - 0610x1219mm:739901 |  | NO | N/A | 503 | N/A | 16777215 | N/A | N/A | N/A | N/A | N/A |  | 120 V/1-80 VA | N/A | <not associated> | UNSET |  |  | Level: Level 1 | UNSET | F | 0 | 2.680000 |  | 861.112833 | 0 | 0.050000 |  |  |  | 1.200000 |  |  | T8, 1219mm, RAPID START, CRI=75 |  | N/A | UNSET | N/A | N/A | TRUE | N/A | 0 | N/A | 0 | 0 | 0 | 0 | 0 | UNSET | N/A | N/A | FIXED | N/A | Downlights | UNSET | N/A | D5020210 | N/A | N/A | N/A | 0 | L1 | 0 | N/A | N/A | N/A | 0 | UNSET | UNSET | 0 | 0 | 0 | 0 | 0 | [9 empty] | N/A | Lighting - Fluorescent |  |  | 23.80.70.11.14.11 |  |  | B1 |  |  |  | 1291.669250 | Lighting - Dwelling Unit | 1 | L41C | 1 |  |  | 2900.000000 | 32 | [8 empty] | Metal - Paint Finish - Dark Gray, Matte | Glass - White, High Luminance | Metal - Chrome
1341 | 1A05 |  | 806465 | New Construction | N/A | [5 empty] | 103258 |  | 46006 |  | 43271 |  |  | Single Pole | 0 |  | 95185,95186,95187,95188,95189,95190,103554,103555,103556,103557,103558,103559 | 1LRV9a7_TAYg7FVXvT_HRa | 1 |  | M_Lighting Switches:Single Pole:Single Pole:806465 |  |  | N/A | 1341 | N/A |  | N/A | N/A | N/A | N/A | N/A |  | 120 V/1-0 VA | N/A | Linked Revit Model : Clinic_A.rvt |  |  |  | Level: Level 1 |  |  |  | 1.200000 |  | 0.000000 | [5 empty] | 1.200000 |  |  |  |  | N/A | UNSET | N/A | N/A | TRUE | N/A | 0 | N/A | 0 | 0 | 0 | 0 | 0 | UNSET | N/A | N/A | FIXED | N/A | Switches | UNSET | N/A |  | N/A | N/A | N/A | 0 | L1 | 0 | N/A | N/A | N/A | 0 | [16 empty] | N/A |  |  |  | 23.80.50.11.14 | [7 empty] | Other |  | L41C | 1 | [5 empty] | 1291.669250 | 0.000000
1728 | 1A05 |  | 877290 | New Construction | N/A | [5 empty] | 103258 |  | 46389 |  | 43626 |  |  | Standard | 0 |  | 97554,97555,97556,97557,97558,97559,103571,103572,103573,103574,103575 | 0Oe4W3Rwf1Dht7uPdCMM3T | 1 |  | M_Duplex Receptacle:Standard:Standard:877290 |  |  | N/A | 1728 | N/A |  | N/A | N/A | N/A | N/A | N/A |  | 120 V/1-180 VA | N/A | Linked Revit Model : Clinic_A.rvt | UNSET |  |  | Level: Level 1 |  |  |  | 0.500000 | [7 empty] | 0.460000 |  |  |  |  | N/A | UNSET | N/A | N/A | TRUE | N/A | 0 | N/A | 0 | 0 | 0 | 0 | 0 | UNSET | N/A | N/A | FIXED | N/A | Ground Fault Receptacles | UNSET | N/A |  | N/A | N/A | N/A | 0 | L1 | 0 | N/A | N/A | N/A | 0 | [16 empty] | N/A |  |  |  | 23.80.50.11.17 | [7 empty] | Receptacle |  | N21B1 | 15 | [5 empty] | 1291.669250 | 0.000000 | 154 | 1937.503875 | TRUE
1729 | 1A05 |  | 877363 | New Construction | N/A | [5 empty] | 103258 |  | 46390 |  | 43627 |  |  | Standard | 0 |  | 97561,97562,97563,97564,97565,97566,103571,103572,103573,103574,103575 | 0Oe4W3Rwf1Dht7uPdCMM44 | 1 |  | M_Duplex Receptacle:Standard:Standard:877363 |  |  | N/A | 1729 | N/A |  | N/A | N/A | N/A | N/A | N/A |  | 120 V/1-180 VA | N/A | Linked Revit Model : Clinic_A.rvt | UNSET |  |  | Level: Level 1 |  |  |  | 0.500000 | [7 empty] | 0.460000 |  |  |  |  | N/A | UNSET | N/A | N/A | TRUE | N/A | 0 | N/A | 0 | 0 | 0 | 0 | 0 | UNSET | N/A | N/A | FIXED | N/A | Ground Fault Receptacles | UNSET | N/A |  | N/A | N/A | N/A | 0 | L1 | 0 | N/A | N/A | N/A | 0 | [16 empty] | N/A |  |  |  | 23.80.50.11.17 | [7 empty] | Receptacle |  | N21B1 | 15 | [5 empty] | 1291.669250 | 0.000000 | 155 | 1937.503875 | TRUE
1732 | 1A05 |  | 877644 | New Construction | N/A | [5 empty] | 103258 |  | 46393 |  | 43630 |  |  | Standard | 0 |  | 97582,97583,97584,97585,97586,97587,103571,103572,103573,103574,103575 | 0Oe4W3Rwf1Dht7uPdCMMPx | 1 |  | M_Duplex Receptacle:Standard:Standard:877644 |  |  | N/A | 1732 | N/A |  | N/A | N/A | N/A | N/A | N/A |  | 120 V/1-180 VA | N/A | Linked Revit Model : Clinic_A.rvt | UNSET |  |  | Level: Level 1 |  |  |  | 0.500000 | [7 empty] | 0.460000 |  |  |  |  | N/A | UNSET | N/A | N/A | TRUE | N/A | 0 | N/A | 0 | 0 | 0 | 0 | 0 | UNSET | N/A | N/A | FIXED | N/A | Ground Fault Receptacles | UNSET | N/A |  | N/A | N/A | N/A | 0 | L1 | 0 | N/A | N/A | N/A | 0 | [16 empty] | N/A |  |  |  | 23.80.50.11.17 | [7 empty] | Receptacle |  | N21B1 | 15 | [5 empty] | 1291.669250 | 0.000000 | 158 | 1937.503875 | TRUE
2099 | 1A05 |  | 934056 | New Construction | N/A | [5 empty] | 103258 |  | 46775 |  | 44001 |  |  | Standard | 0 |  | 99883,99884,99885,99886,99887,99888,103571,103572,103573,103574,103575 | 3lgfavpaXB7eKXFQO5$_8t | 1 |  | M_Duplex Receptacle:Standard:Standard:934056 |  |  | N/A | 2099 | N/A |  | N/A | N/A | N/A | N/A | N/A |  | 120 V/1-180 VA | N/A | Linked Revit Model : Clinic_A.rvt | UNSET |  |  | Level: Level 1 |  |  |  | 0.500000 | [7 empty] | 0.460000 |  |  |  |  | N/A | UNSET | N/A | N/A | TRUE | N/A | 0 | N/A | 0 | 0 | 0 | 0 | 0 | UNSET | N/A | N/A | FIXED | N/A | Ground Fault Receptacles | UNSET | N/A |  | N/A | N/A | N/A | 0 | L1 | 0 | N/A | N/A | N/A | 0 | [16 empty] | N/A |  |  |  | 23.80.50.11.17 | [7 empty] | Receptacle |  | N21B1 | 15 | [5 empty] | 1291.669250 | 0.000000 | 525 | 1937.503875 | TRUE
506 | 1A06 | 0 | 740028 | New Construction | N/A |  | 0 |  | 0 |  | 103280 | Point+HemiSpherical | 45305 |  | 53176 | REF TYPE MARK | 0 | B1 - 0610x1219mm | 0 | 87137 | 90282,90283,90284,90285,90286,90287,90288,103561,103562,103563,103564,103565,103566,103567,103568,103569 | 0jQ9LiL9v909pyRa4VVtNW | 1 |  | M_Troffer Light - Parabolic Rectangular:B1 - 0610x1219mm:B1 - 0610x1219mm:740028 |  | NO | N/A | 506 | N/A | 16777215 | N/A | N/A | N/A | N/A | N/A |  | 120 V/1-80 VA | N/A | <not associated> | UNSET |  |  | Level: Level 1 | UNSET | F | 0 | 2.680000 |  | 861.112833 | 0 | 0.050000 |  |  |  | 1.200000 |  |  | T8, 1219mm, RAPID START, CRI=75 |  | N/A | UNSET | N/A | N/A | TRUE | N/A | 0 | N/A | 0 | 0 | 0 | 0 | 0 | UNSET | N/A | N/A | FIXED | N/A | Downlights | UNSET | N/A | D5020210 | N/A | N/A | N/A | 0 | L1 | 0 | N/A | N/A | N/A | 0 | UNSET | UNSET | 0 | 0 | 0 | 0 | 0 | [9 empty] | N/A | Lighting - Fluorescent |  |  | 23.80.70.11.14.11 |  |  | B1 |  |  |  | 1291.669250 | Lighting - Dwelling Unit | 1 | L41C | 1 |  |  | 2900.000000 | 32 | [8 empty] | Metal - Paint Finish - Dark Gray, Matte | Glass - White, High Luminance | Metal - Chrome
507 | 1A06 | 0 | 740036 | New Construction | N/A |  | 0 |  | 0 |  | 103280 | Point+HemiSpherical | 45306 |  | 53177 | REF TYPE MARK | 0 | B1 - 0610x1219mm | 0 | 87136 | 90289,90290,90291,90292,90293,90294,90295,103561,103562,103563,103564,103565,103566,103567,103568,103569 | 0jQ9LiL9v909pyRa4VVtMO | 1 |  | M_Troffer Light - Parabolic Rectangular:B1 - 0610x1219mm:B1 - 0610x1219mm:740036 |  | NO | N/A | 507 | N/A | 16777215 | N/A | N/A | N/A | N/A | N/A |  | 120 V/1-80 VA | N/A | <not associated> | UNSET |  |  | Level: Level 1 | UNSET | F | 0 | 2.680000 |  | 861.112833 | 0 | 0.050000 |  |  |  | 1.200000 |  |  | T8, 1219mm, RAPID START, CRI=75 |  | N/A | UNSET | N/A | N/A | TRUE | N/A | 0 | N/A | 0 | 0 | 0 | 0 | 0 | UNSET | N/A | N/A | FIXED | N/A | Downlights | UNSET | N/A | D5020210 | N/A | N/A | N/A | 0 | L1 | 0 | N/A | N/A | N/A | 0 | UNSET | UNSET | 0 | 0 | 0 | 0 | 0 | [9 empty] | N/A | Lighting - Fluorescent |  |  | 23.80.70.11.14.11 |  |  | B1 |  |  |  | 1291.669250 | Lighting - Dwelling Unit | 1 | L41C | 1 |  |  | 2900.000000 | 32 | [8 empty] | Metal - Paint Finish - Dark Gray, Matte | Glass - White, High Luminance | Metal - Chrome
1343 | 1A06 |  | 807125 | New Construction | N/A | [5 empty] | 103280 |  | 46008 |  | 43273 |  |  | Single Pole | 0 |  | 95197,95198,95199,95200,95201,95202,103554,103555,103556,103557,103558,103559 | 1LRV9a7_TAYg7FVXvT_GXm | 1 |  | M_Lighting Switches:Single Pole:Single Pole:807125 |  |  | N/A | 1343 | N/A |  | N/A | N/A | N/A | N/A | N/A |  | 120 V/1-0 VA | N/A | Linked Revit Model : Clinic_A.rvt |  |  |  | Level: Level 1 |  |  |  | 1.200000 |  | 0.000000 | [5 empty] | 1.200000 |  |  |  |  | N/A | UNSET | N/A | N/A | TRUE | N/A | 0 | N/A | 0 | 0 | 0 | 0 | 0 | UNSET | N/A | N/A | FIXED | N/A | Switches | UNSET | N/A |  | N/A | N/A | N/A | 0 | L1 | 0 | N/A | N/A | N/A | 0 | [16 empty] | N/A |  |  |  | 23.80.50.11.14 | [7 empty] | Other |  | L41C | 1 | [5 empty] | 1291.669250 | 0.000000
1755 | 1A06 |  | 879796 | New Construction | N/A | [5 empty] | 103280 |  | 46417 |  | 43653 |  |  | Standard | 0 |  | 97728,97729,97730,97731,97732,97733,103571,103572,103573,103574,103575 | 0Oe4W3Rwf1Dht7uPdCMMw3 | 1 |  | M_Duplex Receptacle:Standard:Standard:879796 |  |  | N/A | 1755 | N/A |  | N/A | N/A | N/A | N/A | N/A |  | 120 V/1-180 VA | N/A | Linked Revit Model : Clinic_A.rvt | UNSET |  |  | Level: Level 1 |  |  |  | 0.500000 | [7 empty] | 0.460000 |  |  |  |  | N/A | UNSET | N/A | N/A | TRUE | N/A | 0 | N/A | 0 | 0 | 0 | 0 | 0 | UNSET | N/A | N/A | FIXED | N/A | Ground Fault Receptacles | UNSET | N/A |  | N/A | N/A | N/A | 0 | L1 | 0 | N/A | N/A | N/A | 0 | [16 empty] | N/A |  |  |  | 23.80.50.11.17 | [7 empty] | Receptacle |  | N21B1 | 18 | [5 empty] | 1291.669250 | 0.000000 | 181 | 1937.503875 | TRUE
1756 | 1A06 |  | 880544 | New Construction | N/A | [5 empty] | 103280 |  | 46418 |  | 43654 |  |  | Standard | 0 |  | 97734,97735,97736,97737,97738,97739,103571,103572,103573,103574,103575 | 0Oe4W3Rwf1Dht7uPdCMMsN | 1 |  | M_Duplex Receptacle:Standard:Standard:880544 |  |  | N/A | 1756 | N/A |  | N/A | N/A | N/A | N/A | N/A |  | 120 V/1-180 VA | N/A | Grid : G | UNSET |  |  | Level: Level 1 |  |  |  | 0.500000 | [7 empty] | 0.460000 |  |  |  |  | N/A | UNSET | N/A | N/A | TRUE | N/A | 0 | N/A | 0 | 0 | 0 | 0 | 0 | UNSET | N/A | N/A | FIXED | N/A | Ground Fault Receptacles | UNSET | N/A |  | N/A | N/A | N/A | 0 | L1 | 0 | N/A | N/A | N/A | 0 | [16 empty] | N/A |  |  |  | 23.80.50.11.17 | [7 empty] | Receptacle |  | N21B1 | 18 | [5 empty] | 1291.669250 | 0.000000 | 182 | 1937.503875 | TRUE
1757 | 1A06 |  | 880597 | New Construction | N/A | [5 empty] | 103280 |  | 46419 |  | 43655 |  |  | Standard | 0 |  | 97740,97741,97742,97743,97744,97745,103571,103572,103573,103574,103575 | 0Oe4W3Rwf1Dht7uPdCMMtY | 1 |  | M_Duplex Receptacle:Standard:Standard:880597 |  |  | N/A | 1757 | N/A |  | N/A | N/A | N/A | N/A | N/A |  | 120 V/1-180 VA | N/A | Linked Revit Model : Clinic_A.rvt | UNSET |  |  | Level: Level 1 |  |  |  | 0.500000 | [7 empty] | 0.460000 |  |  |  |  | N/A | UNSET | N/A | N/A | TRUE | N/A | 0 | N/A | 0 | 0 | 0 | 0 | 0 | UNSET | N/A | N/A | FIXED | N/A | Ground Fault Receptacles | UNSET | N/A |  | N/A | N/A | N/A | 0 | L1 | 0 | N/A | N/A | N/A | 0 | [16 empty] | N/A |  |  |  | 23.80.50.11.17 | [7 empty] | Receptacle |  | N21B1 | 18 | [5 empty] | 1291.669250 | 0.000000 | 183 | 1937.503875 | TRUE
1758 | 1A06 |  | 880693 | New Construction | N/A | [5 empty] | 103280 |  | 46420 |  | 43656 |  |  | Standard | 0 |  | 97746,97747,97748,97749,97750,97751,103571,103572,103573,103574,103575 | 0Oe4W3Rwf1Dht7uPdCMN82 | 1 |  | M_Duplex Receptacle:Standard:Standard:880693 |  |  | N/A | 1758 | N/A |  | N/A | N/A | N/A | N/A | N/A |  | 120 V/1-180 VA | N/A | Linked Revit Model : Clinic_A.rvt | UNSET |  |  | Level: Level 1 |  |  |  | 0.500000 | [7 empty] | 0.460000 |  |  |  |  | N/A | UNSET | N/A | N/A | TRUE | N/A | 0 | N/A | 0 | 0 | 0 | 0 | 0 | UNSET | N/A | N/A | FIXED | N/A | Ground Fault Receptacles | UNSET | N/A |  | N/A | N/A | N/A | 0 | L1 | 0 | N/A | N/A | N/A | 0 | [16 empty] | N/A |  |  |  | 23.80.50.11.17 | [7 empty] | Receptacle |  | N21B1 | 18 | [5 empty] | 1291.669250 | 0.000000 | 184 | 1937.503875 | TRUE
1759 | 1A06 |  | 880841 | New Construction | N/A | [5 empty] | 103280 |  | 46421 |  | 43657 |  |  | Standard | 0 |  | 97752,97753,97754,97755,97756,97757,103571,103572,103573,103574,103575 | 0Oe4W3Rwf1Dht7uPdCMNB_ | 1 |  | M_Duplex Receptacle:Standard:Standard:880841 |  |  | N/A | 1759 | N/A |  | N/A | N/A | N/A | N/A | N/A |  | 120 V/1-180 VA | N/A | Linked Revit Model : Clinic_A.rvt | UNSET |  |  | Level: Level 1 |  |  |  | 0.500000 | [7 empty] | 0.460000 |  |  |  |  | N/A | UNSET | N/A | N/A | TRUE | N/A | 0 | N/A | 0 | 0 | 0 | 0 | 0 | UNSET | N/A | N/A | FIXED | N/A | Ground Fault Receptacles | UNSET | N/A |  | N/A | N/A | N/A | 0 | L1 | 0 | N/A | N/A | N/A | 0 | [16 empty] | N/A |  |  |  | 23.80.50.11.17 | [7 empty] | Receptacle |  | N21B1 | 18 | [5 empty] | 1291.669250 | 0.000000 | 185 | 1937.503875 | TRUE
508 | 1A07 | 0 | 740044 | New Construction | N/A |  | 0 |  | 0 |  | 103279 | Point+HemiSpherical | 45307 |  | 53178 | REF TYPE MARK | 0 | B1 - 0610x1219mm | 0 | 87135 | 90296,90297,90298,90299,90300,90301,90302,103561,103562,103563,103564,103565,103566,103567,103568,103569 | 0jQ9LiL9v909pyRa4VVtMG | 1 |  | M_Troffer Light - Parabolic Rectangular:B1 - 0610x1219mm:B1 - 0610x1219mm:740044 |  | NO | N/A | 508 | N/A | 16777215 | N/A | N/A | N/A | N/A | N/A |  | 120 V/1-80 VA | N/A | <not associated> | UNSET |  |  | Level: Level 1 | UNSET | F | 0 | 2.680000 |  | 861.112833 | 0 | 0.050000 |  |  |  | 1.200000 |  |  | T8, 1219mm, RAPID START, CRI=75 |  | N/A | UNSET | N/A | N/A | TRUE | N/A | 0 | N/A | 0 | 0 | 0 | 0 | 0 | UNSET | N/A | N/A | FIXED | N/A | Downlights | UNSET | N/A | D5020210 | N/A | N/A | N/A | 0 | L1 | 0 | N/A | N/A | N/A | 0 | UNSET | UNSET | 0 | 0 | 0 | 0 | 0 | [9 empty] | N/A | Lighting - Fluorescent |  |  | 23.80.70.11.14.11 |  |  | B1 |  |  |  | 1291.669250 | Lighting - Dwelling Unit | 1 | L41C | 1 |  |  | 2900.000000 | 32 | [8 empty] | Metal - Paint Finish - Dark Gray, Matte | Glass - White, High Luminance | Metal - Chrome
509 | 1A07 | 0 | 740052 | New Construction | N/A |  | 0 |  | 0 |  | 103279 | Point+HemiSpherical | 45308 |  | 53179 | REF TYPE MARK | 0 | B1 - 0610x1219mm | 0 | 87134 | 90303,90304,90305,90306,90307,90308,90309,103561,103562,103563,103564,103565,103566,103567,103568,103569 | 0jQ9LiL9v909pyRa4VVtM8 | 1 |  | M_Troffer Light - Parabolic Rectangular:B1 - 0610x1219mm:B1 - 0610x1219mm:740052 |  | NO | N/A | 509 | N/A | 16777215 | N/A | N/A | N/A | N/A | N/A |  | 120 V/1-80 VA | N/A | <not associated> | UNSET |  |  | Level: Level 1 | UNSET | F | 0 | 2.680000 |  | 861.112833 | 0 | 0.050000 |  |  |  | 1.200000 |  |  | T8, 1219mm, RAPID START, CRI=75 |  | N/A | UNSET | N/A | N/A | TRUE | N/A | 0 | N/A | 0 | 0 | 0 | 0 | 0 | UNSET | N/A | N/A | FIXED | N/A | Downlights | UNSET | N/A | D5020210 | N/A | N/A | N/A | 0 | L1 | 0 | N/A | N/A | N/A | 0 | UNSET | UNSET | 0 | 0 | 0 | 0 | 0 | [9 empty] | N/A | Lighting - Fluorescent |  |  | 23.80.70.11.14.11 |  |  | B1 |  |  |  | 1291.669250 | Lighting - Dwelling Unit | 1 | L41C | 1 |  |  | 2900.000000 | 32 | [8 empty] | Metal - Paint Finish - Dark Gray, Matte | Glass - White, High Luminance | Metal - Chrome
1339 | 1A07 |  | 806189 | New Construction | N/A | [5 empty] | 103279 |  | 46004 |  | 43269 |  |  | Single Pole | 0 |  | 95173,95174,95175,95176,95177,95178,103554,103555,103556,103557,103558,103559 | 1LRV9a7_TAYg7FVXvT_HM8 | 1 |  | M_Lighting Switches:Single Pole:Single Pole:806189 |  |  | N/A | 1339 | N/A |  | N/A | N/A | N/A | N/A | N/A |  | 120 V/1-0 VA | N/A | Linked Revit Model : Clinic_A.rvt |  |  |  | Level: Level 1 |  |  |  | 1.200000 |  | 0.000000 | [5 empty] | 1.200000 |  |  |  |  | N/A | UNSET | N/A | N/A | TRUE | N/A | 0 | N/A | 0 | 0 | 0 | 0 | 0 | UNSET | N/A | N/A | FIXED | N/A | Switches | UNSET | N/A |  | N/A | N/A | N/A | 0 | L1 | 0 | N/A | N/A | N/A | 0 | [16 empty] | N/A |  |  |  | 23.80.50.11.14 | [7 empty] | Other |  | L41C | 1 | [5 empty] | 1291.669250 | 0.000000
1723 | 1A07 |  | 876919 | New Construction | N/A | [5 empty] | 103279 |  | 46384 |  | 43621 |  |  | Standard | 0 |  | 97522,97523,97524,97525,97526,97527,103571,103572,103573,103574,103575 | 0Oe4W3Rwf1Dht7uPdCMMD0 | 1 |  | M_Duplex Receptacle:Standard:Standard:876919 |  |  | N/A | 1723 | N/A |  | N/A | N/A | N/A | N/A | N/A |  | 120 V/1-180 VA | N/A | Linked Revit Model : Clinic_A.rvt | UNSET |  |  | Level: Level 1 |  |  |  | 0.500000 | [7 empty] | 0.460000 |  |  |  |  | N/A | UNSET | N/A | N/A | TRUE | N/A | 0 | N/A | 0 | 0 | 0 | 0 | 0 | UNSET | N/A | N/A | FIXED | N/A | Ground Fault Receptacles | UNSET | N/A |  | N/A | N/A | N/A | 0 | L1 | 0 | N/A | N/A | N/A | 0 | [16 empty] | N/A |  |  |  | 23.80.50.11.17 | [7 empty] | Receptacle |  | N21B1 | 17 | [5 empty] | 1291.669250 | 0.000000 | 149 | 1937.503875 | TRUE
1724 | 1A07 |  | 877106 | New Construction | N/A | [5 empty] | 103279 |  | 46385 |  | 43622 |  |  | Standard | 0 |  | 97528,97529,97530,97531,97532,97533,103571,103572,103573,103574,103575 | 0Oe4W3Rwf1Dht7uPdCMM05 | 1 |  | M_Duplex Receptacle:Standard:Standard:877106 |  |  | N/A | 1724 | N/A |  | N/A | N/A | N/A | N/A | N/A |  | 120 V/1-180 VA | N/A | Linked Revit Model : Clinic_A.rvt | UNSET |  |  | Level: Level 1 |  |  |  | 0.500000 | [7 empty] | 0.460000 |  |  |  |  | N/A | UNSET | N/A | N/A | TRUE | N/A | 0 | N/A | 0 | 0 | 0 | 0 | 0 | UNSET | N/A | N/A | FIXED | N/A | Ground Fault Receptacles | UNSET | N/A |  | N/A | N/A | N/A | 0 | L1 | 0 | N/A | N/A | N/A | 0 | [16 empty] | N/A |  |  |  | 23.80.50.11.17 | [7 empty] | Receptacle |  | N21B1 | 17 | [5 empty] | 1291.669250 | 0.000000 | 150 | 1937.503875 | TRUE
1725 | 1A07 |  | 877150 | New Construction | N/A | [5 empty] | 103279 |  | 46386 |  | 43623 |  |  | Standard | 0 |  | 97534,97535,97536,97537,97538,97539,103571,103572,103573,103574,103575 | 0Oe4W3Rwf1Dht7uPdCMM1f | 1 |  | M_Duplex Receptacle:Standard:Standard:877150 |  |  | N/A | 1725 | N/A |  | N/A | N/A | N/A | N/A | N/A |  | 120 V/1-180 VA | N/A | Linked Revit Model : Clinic_A.rvt | UNSET |  |  | Level: Level 1 |  |  |  | 0.500000 | [7 empty] | 0.460000 |  |  |  |  | N/A | UNSET | N/A | N/A | TRUE | N/A | 0 | N/A | 0 | 0 | 0 | 0 | 0 | UNSET | N/A | N/A | FIXED | N/A | Ground Fault Receptacles | UNSET | N/A |  | N/A | N/A | N/A | 0 | L1 | 0 | N/A | N/A | N/A | 0 | [16 empty] | N/A |  |  |  | 23.80.50.11.17 | [7 empty] | Receptacle |  | N21B1 | 17 | [5 empty] | 1291.669250 | 0.000000 | 151 | 1937.503875 | TRUE
1726 | 1A07 |  | 877193 | New Construction | N/A | [5 empty] | 103279 |  | 46387 |  | 43624 |  |  | Standard | 0 |  | 97540,97541,97542,97543,97544,97545,103571,103572,103573,103574,103575 | 0Oe4W3Rwf1Dht7uPdCMM2_ | 1 |  | M_Duplex Receptacle:Standard:Standard:877193 |  |  | N/A | 1726 | N/A |  | N/A | N/A | N/A | N/A | N/A |  | 120 V/1-180 VA | N/A | Linked Revit Model : Clinic_A.rvt | UNSET |  |  | Level: Level 1 |  |  |  | 0.500000 | [7 empty] | 0.460000 |  |  |  |  | N/A | UNSET | N/A | N/A | TRUE | N/A | 0 | N/A | 0 | 0 | 0 | 0 | 0 | UNSET | N/A | N/A | FIXED | N/A | Ground Fault Receptacles | UNSET | N/A |  | N/A | N/A | N/A | 0 | L1 | 0 | N/A | N/A | N/A | 0 | [16 empty] | N/A |  |  |  | 23.80.50.11.17 | [7 empty] | Receptacle |  | N21B1 | 17 | [5 empty] | 1291.669250 | 0.000000 | 152 | 1937.503875 | TRUE
1727 | 1A07 |  | 877236 | New Construction | N/A | [5 empty] | 103279 |  | 46388 |  | 43625 |  |  | Standard | 0 |  | 97547,97548,97549,97550,97551,97552,103571,103572,103573,103574,103575 | 0Oe4W3Rwf1Dht7uPdCMM23 | 1 |  | M_Duplex Receptacle:Standard:Standard:877236 |  |  | N/A | 1727 | N/A |  | N/A | N/A | N/A | N/A | N/A |  | 120 V/1-180 VA | N/A | Linked Revit Model : Clinic_A.rvt | UNSET |  |  | Level: Level 1 |  |  |  | 0.500000 | [7 empty] | 0.460000 |  |  |  |  | N/A | UNSET | N/A | N/A | TRUE | N/A | 0 | N/A | 0 | 0 | 0 | 0 | 0 | UNSET | N/A | N/A | FIXED | N/A | Ground Fault Receptacles | UNSET | N/A |  | N/A | N/A | N/A | 0 | L1 | 0 | N/A | N/A | N/A | 0 | [16 empty] | N/A |  |  |  | 23.80.50.11.17 | [7 empty] | Receptacle |  | N21B1 | 17 | [5 empty] | 1291.669250 | 0.000000 | 153 | 1937.503875 | TRUE
560 | 1A08 | 0 | 740762 | New Construction | N/A |  | 0 |  | 0 |  | 103257 | Point+HemiSpherical | 45359 |  | 53230 | REF TYPE MARK | 0 | B1 - 0610x1219mm | 0 | 87083 | 90684,90685,90686,90687,90688,90689,90690,103561,103562,103563,103564,103565,103566,103567,103568,103569 | 2ikEQjpcTDnxUN0yGA3WNC | 1 |  | M_Troffer Light - Parabolic Rectangular:B1 - 0610x1219mm:B1 - 0610x1219mm:740762 |  | NO | N/A | 560 | N/A | 16777215 | N/A | N/A | N/A | N/A | N/A |  | 120 V/1-80 VA | N/A | <not associated> | UNSET |  |  | Level: Level 1 | UNSET | F | 0 | 2.680000 |  | 861.112833 | 0 | 0.050000 |  |  |  | 1.200000 |  |  | T8, 1219mm, RAPID START, CRI=75 |  | N/A | UNSET | N/A | N/A | TRUE | N/A | 0 | N/A | 0 | 0 | 0 | 0 | 0 | UNSET | N/A | N/A | FIXED | N/A | Downlights | UNSET | N/A | D5020210 | N/A | N/A | N/A | 0 | L1 | 0 | N/A | N/A | N/A | 0 | UNSET | UNSET | 0 | 0 | 0 | 0 | 0 | [9 empty] | N/A | Lighting - Fluorescent |  |  | 23.80.70.11.14.11 |  |  | B1 |  |  |  | 1291.669250 | Lighting - Dwelling Unit | 1 | N21C1 | 23 |  |  | 2900.000000 | 32 | [8 empty] | Metal - Paint Finish - Dark Gray, Matte | Glass - White, High Luminance | Metal - Chrome
561 | 1A08 | 0 | 740770 | New Construction | N/A |  | 0 |  | 0 |  | 103257 | Point+HemiSpherical | 45360 |  | 53231 | REF TYPE MARK | 0 | B1 - 0610x1219mm | 0 | 87082 | 90691,90692,90693,90694,90695,90696,90697,103561,103562,103563,103564,103565,103566,103567,103568,103569 | 2ikEQjpcTDnxUN0yGA3WNq | 1 |  | M_Troffer Light - Parabolic Rectangular:B1 - 0610x1219mm:B1 - 0610x1219mm:740770 |  | NO | N/A | 561 | N/A | 16777215 | N/A | N/A | N/A | N/A | N/A |  | 120 V/1-80 VA | N/A | <not associated> | UNSET |  |  | Level: Level 1 | UNSET | F | 0 | 2.680000 |  | 861.112833 | 0 | 0.050000 |  |  |  | 1.200000 |  |  | T8, 1219mm, RAPID START, CRI=75 |  | N/A | UNSET | N/A | N/A | TRUE | N/A | 0 | N/A | 0 | 0 | 0 | 0 | 0 | UNSET | N/A | N/A | FIXED | N/A | Downlights | UNSET | N/A | D5020210 | N/A | N/A | N/A | 0 | L1 | 0 | N/A | N/A | N/A | 0 | UNSET | UNSET | 0 | 0 | 0 | 0 | 0 | [9 empty] | N/A | Lighting - Fluorescent |  |  | 23.80.70.11.14.11 |  |  | B1 |  |  |  | 1291.669250 | Lighting - Dwelling Unit | 1 | N21C1 | 23 |  |  | 2900.000000 | 32 | [8 empty] | Metal - Paint Finish - Dark Gray, Matte | Glass - White, High Luminance | Metal - Chrome
1337 | 1A08 |  | 805904 | New Construction | N/A | [5 empty] | 103257 |  | 46002 |  | 43267 |  |  | Single Pole | 0 |  | 95161,95162,95163,95164,95165,95166,103554,103555,103556,103557,103558,103559 | 1LRV9a7_TAYg7FVXvT_HIr | 1 |  | M_Lighting Switches:Single Pole:Single Pole:805904 |  |  | N/A | 1337 | N/A |  | N/A | N/A | N/A | N/A | N/A |  | 120 V/1-0 VA | N/A | Linked Revit Model : Clinic_A.rvt |  |  |  | Level: Level 1 |  |  |  | 1.200000 |  | 0.000000 | [5 empty] | 1.200000 |  |  |  |  | N/A | UNSET | N/A | N/A | TRUE | N/A | 0 | N/A | 0 | 0 | 0 | 0 | 0 | UNSET | N/A | N/A | FIXED | N/A | Switches | UNSET | N/A |  | N/A | N/A | N/A | 0 | L1 | 0 | N/A | N/A | N/A | 0 | [16 empty] | N/A |  |  |  | 23.80.50.11.14 | [7 empty] | Other |  | N21C1 | 23 | [5 empty] | 1291.669250 | 0.000000
1711 | 1A08 |  | 875506 | New Construction | N/A | [5 empty] | 103257 |  | 46371 |  | 43609 |  |  | Standard | 0 |  | 97450,97451,97452,97453,97454,97455,103571,103572,103573,103574,103575 | 0Oe4W3Rwf1Dht7uPdCMLd5 | 1 |  | M_Duplex Receptacle:Standard:Standard:875506 |  |  | N/A | 1711 | N/A |  | N/A | N/A | N/A | N/A | N/A |  | 120 V/1-180 VA | N/A | Linked Revit Model : Clinic_A.rvt | UNSET |  |  | Level: Level 1 |  |  |  | 0.500000 | [7 empty] | 0.460000 |  |  |  |  | N/A | UNSET | N/A | N/A | TRUE | N/A | 0 | N/A | 0 | 0 | 0 | 0 | 0 | UNSET | N/A | N/A | FIXED | N/A | Ground Fault Receptacles | UNSET | N/A |  | N/A | N/A | N/A | 0 | L1 | 0 | N/A | N/A | N/A | 0 | [16 empty] | N/A |  |  |  | 23.80.50.11.17 | [7 empty] | Receptacle |  | N21B1 | 19 | [5 empty] | 1291.669250 | 0.000000 | 137 | 1937.503875 | TRUE
1712 | 1A08 |  | 875890 | New Construction | N/A | [5 empty] | 103257 |  | 46372 |  | 43610 |  |  | Standard | 0 |  | 97456,97457,97458,97459,97460,97461,103571,103572,103573,103574,103575 | 0Oe4W3Rwf1Dht7uPdCMLz5 | 1 |  | M_Duplex Receptacle:Standard:Standard:875890 |  |  | N/A | 1712 | N/A |  | N/A | N/A | N/A | N/A | N/A |  | 120 V/1-180 VA | N/A | Linked Revit Model : Clinic_A.rvt | UNSET |  |  | Level: Level 1 |  |  |  | 0.500000 | [7 empty] | 0.460000 |  |  |  |  | N/A | UNSET | N/A | N/A | TRUE | N/A | 0 | N/A | 0 | 0 | 0 | 0 | 0 | UNSET | N/A | N/A | FIXED | N/A | Ground Fault Receptacles | UNSET | N/A |  | N/A | N/A | N/A | 0 | L1 | 0 | N/A | N/A | N/A | 0 | [16 empty] | N/A |  |  |  | 23.80.50.11.17 | [7 empty] | Receptacle |  | N21B1 | 19 | [5 empty] | 1291.669250 | 0.000000 | 138 | 1937.503875 | TRUE
1714 | 1A08 |  | 876010 | New Construction | N/A | [5 empty] | 103257 |  | 46374 |  | 43612 |  |  | Standard | 0 |  | 97468,97469,97470,97471,97472,97473,103571,103572,103573,103574,103575 | 0Oe4W3Rwf1Dht7uPdCML$T | 1 |  | M_Duplex Receptacle:Standard:Standard:876010 |  |  | N/A | 1714 | N/A |  | N/A | N/A | N/A | N/A | N/A |  | 120 V/1-180 VA | N/A | Linked Revit Model : Clinic_A.rvt | UNSET |  |  | Level: Level 1 |  |  |  | 0.500000 | [7 empty] | 0.460000 |  |  |  |  | N/A | UNSET | N/A | N/A | TRUE | N/A | 0 | N/A | 0 | 0 | 0 | 0 | 0 | UNSET | N/A | N/A | FIXED | N/A | Ground Fault Receptacles | UNSET | N/A |  | N/A | N/A | N/A | 0 | L1 | 0 | N/A | N/A | N/A | 0 | [16 empty] | N/A |  |  |  | 23.80.50.11.17 | [7 empty] | Receptacle |  | N21B1 | 21 | [5 empty] | 1291.669250 | 0.000000 | 140 | 1937.503875 | TRUE
1715 | 1A08 |  | 876106 | New Construction | N/A | [5 empty] | 103257 |  | 46375 |  | 43613 |  |  | Standard | 0 |  | 97474,97475,97476,97477,97478,97479,103571,103572,103573,103574,103575 | 0Oe4W3Rwf1Dht7uPdCMLnz | 1 |  | M_Duplex Receptacle:Standard:Standard:876106 |  |  | N/A | 1715 | N/A |  | N/A | N/A | N/A | N/A | N/A |  | 120 V/1-180 VA | N/A | Linked Revit Model : Clinic_A.rvt | UNSET |  |  | Level: Level 1 |  |  |  | 0.500000 | [7 empty] | 0.460000 |  |  |  |  | N/A | UNSET | N/A | N/A | TRUE | N/A | 0 | N/A | 0 | 0 | 0 | 0 | 0 | UNSET | N/A | N/A | FIXED | N/A | Ground Fault Receptacles | UNSET | N/A |  | N/A | N/A | N/A | 0 | L1 | 0 | N/A | N/A | N/A | 0 | [16 empty] | N/A |  |  |  | 23.80.50.11.17 | [7 empty] | Receptacle |  | N21B1 | 21 | [5 empty] | 1291.669250 | 0.000000 | 141 | 1937.503875 | TRUE
562 | 1A09 | 0 | 740780 | New Construction | N/A |  | 0 |  | 0 |  | 103035 | Point+HemiSpherical | 45361 |  | 53232 | REF TYPE MARK | 0 | B1 - 0610x1219mm | 0 | 87081 | 90698,90699,90700,90701,90702,90703,90704,103561,103562,103563,103564,103565,103566,103567,103568,103569 | 2ikEQjpcTDnxUN0yGA3WNw | 1 |  | M_Troffer Light - Parabolic Rectangular:B1 - 0610x1219mm:B1 - 0610x1219mm:740780 |  | NO | N/A | 562 | N/A | 16777215 | N/A | N/A | N/A | N/A | N/A |  | 120 V/1-80 VA | N/A | <not associated> | UNSET |  |  | Level: Level 1 | UNSET | F | 0 | 2.680000 |  | 861.112833 | 0 | 0.050000 |  |  |  | 1.200000 |  |  | T8, 1219mm, RAPID START, CRI=75 |  | N/A | UNSET | N/A | N/A | TRUE | N/A | 0 | N/A | 0 | 0 | 0 | 0 | 0 | UNSET | N/A | N/A | FIXED | N/A | Downlights | UNSET | N/A | D5020210 | N/A | N/A | N/A | 0 | L1 | 0 | N/A | N/A | N/A | 0 | UNSET | UNSET | 0 | 0 | 0 | 0 | 0 | [9 empty] | N/A | Lighting - Fluorescent |  |  | 23.80.70.11.14.11 |  |  | B1 |  |  |  | 1291.669250 | Lighting - Dwelling Unit | 1 | N21C1 | 23 |  |  | 2900.000000 | 32 | [8 empty] | Metal - Paint Finish - Dark Gray, Matte | Glass - White, High Luminance | Metal - Chrome
1332 | 1A09 |  | 805429 | New Construction | N/A | [5 empty] | 103035 |  | 45997 |  | 43262 |  |  | Single Pole | 0 |  | 95131,95132,95133,95134,95135,95136,103554,103555,103556,103557,103558,103559 | 1LRV9a7_TAYg7FVXvT_HAG | 1 |  | M_Lighting Switches:Single Pole:Single Pole:805429 |  |  | N/A | 1332 | N/A |  | N/A | N/A | N/A | N/A | N/A |  | 120 V/1-0 VA | N/A | Linked Revit Model : Clinic_A.rvt |  |  |  | Level: Level 1 |  |  |  | 1.200000 |  | 0.000000 | [5 empty] | 1.200000 |  |  |  |  | N/A | UNSET | N/A | N/A | TRUE | N/A | 0 | N/A | 0 | 0 | 0 | 0 | 0 | UNSET | N/A | N/A | FIXED | N/A | Switches | UNSET | N/A |  | N/A | N/A | N/A | 0 | L1 | 0 | N/A | N/A | N/A | 0 | [16 empty] | N/A |  |  |  | 23.80.50.11.14 | [7 empty] | Other |  | N21C1 | 23 | [5 empty] | 1291.669250 | 0.000000
1709 | 1A09 |  | 875275 | New Construction | N/A | [5 empty] | 103035 |  | 46369 |  | 43607 |  |  | Standard | 0 |  | 97436,97437,97438,97439,97440,97441,103571,103572,103573,103574,103575 | 0Oe4W3Rwf1Dht7uPdCMLay | 1 |  | M_Duplex Receptacle:Standard:Standard:875275 |  |  | N/A | 1709 | N/A |  | N/A | N/A | N/A | N/A | N/A |  | 120 V/1-180 VA | N/A | Grid : G | UNSET |  |  | Level: Level 1 |  |  |  | 0.500000 | [7 empty] | 0.460000 |  |  |  |  | N/A | UNSET | N/A | N/A | TRUE | N/A | 0 | N/A | 0 | 0 | 0 | 0 | 0 | UNSET | N/A | N/A | FIXED | N/A | Ground Fault Receptacles | UNSET | N/A |  | N/A | N/A | N/A | 0 | L1 | 0 | N/A | N/A | N/A | 0 | [16 empty] | N/A |  |  |  | 23.80.50.11.17 | [7 empty] | Receptacle |  | N21B1 | 23 | [5 empty] | 1291.669250 | 0.000000 | 135 | 1937.503875 | TRUE
482 | 1A10 | 0 | 739715 | New Construction | N/A |  | 0 |  | 0 |  | 103278 | Point+HemiSpherical | 45281 |  | 53152 | REF TYPE MARK | 0 | B1 - 0610x1219mm | 0 | 87161 | 90091,90092,90093,90094,90095,90096,90097,103561,103562,103563,103564,103565,103566,103567,103568,103569 | 1Ew_8oRPr27vHUxllyBcLJ | 1 |  | M_Troffer Light - Parabolic Rectangular:B1 - 0610x1219mm:B1 - 0610x1219mm:739715 |  | NO | N/A | 482 | N/A | 16777215 | N/A | N/A | N/A | N/A | N/A |  | 120 V/1-80 VA | N/A | <not associated> | UNSET |  |  | Level: Level 1 | UNSET | F | 0 | 2.680000 |  | 861.112833 | 0 | 0.050000 |  |  |  | 1.200000 |  |  | T8, 1219mm, RAPID START, CRI=75 |  | N/A | UNSET | N/A | N/A | TRUE | N/A | 0 | N/A | 0 | 0 | 0 | 0 | 0 | UNSET | N/A | N/A | FIXED | N/A | Downlights | UNSET | N/A | D5020210 | N/A | N/A | N/A | 0 | L1 | 0 | N/A | N/A | N/A | 0 | UNSET | UNSET | 0 | 0 | 0 | 0 | 0 | [9 empty] | N/A | Lighting - Fluorescent |  |  | 23.80.70.11.14.11 |  |  | B1 |  |  |  | 1291.669250 | Lighting - Dwelling Unit | 1 | N21C1 | 23 |  |  | 2900.000000 | 32 | [8 empty] | Metal - Paint Finish - Dark Gray, Matte | Glass - White, High Luminance | Metal - Chrome
483 | 1A10 | 0 | 739725 | New Construction | N/A |  | 0 |  | 0 |  | 103278 | Point+HemiSpherical | 45282 |  | 53153 | REF TYPE MARK | 0 | B1 - 0610x1219mm | 0 | 87160 | 90098,90099,90100,90101,90102,90103,90104,103561,103562,103563,103564,103565,103566,103567,103568,103569 | 1Ew_8oRPr27vHUxllyBcLT | 1 |  | M_Troffer Light - Parabolic Rectangular:B1 - 0610x1219mm:B1 - 0610x1219mm:739725 |  | NO | N/A | 483 | N/A | 16777215 | N/A | N/A | N/A | N/A | N/A |  | 120 V/1-80 VA | N/A | <not associated> | UNSET |  |  | Level: Level 1 | UNSET | F | 0 | 2.680000 |  | 861.112833 | 0 | 0.050000 |  |  |  | 1.200000 |  |  | T8, 1219mm, RAPID START, CRI=75 |  | N/A | UNSET | N/A | N/A | TRUE | N/A | 0 | N/A | 0 | 0 | 0 | 0 | 0 | UNSET | N/A | N/A | FIXED | N/A | Downlights | UNSET | N/A | D5020210 | N/A | N/A | N/A | 0 | L1 | 0 | N/A | N/A | N/A | 0 | UNSET | UNSET | 0 | 0 | 0 | 0 | 0 | [9 empty] | N/A | Lighting - Fluorescent |  |  | 23.80.70.11.14.11 |  |  | B1 |  |  |  | 1291.669250 | Lighting - Dwelling Unit | 1 | N21C1 | 23 |  |  | 2900.000000 | 32 | [8 empty] | Metal - Paint Finish - Dark Gray, Matte | Glass - White, High Luminance | Metal - Chrome
1335 | 1A10 |  | 805694 | New Construction | N/A | [5 empty] | 103278 |  | 46000 |  | 43265 |  |  | Single Pole | 0 |  | 95149,95150,95151,95152,95153,95154,103554,103555,103556,103557,103558,103559 | 1LRV9a7_TAYg7FVXvT_HER | 1 |  | M_Lighting Switches:Single Pole:Single Pole:805694 |  |  | N/A | 1335 | N/A |  | N/A | N/A | N/A | N/A | N/A |  | 120 V/1-0 VA | N/A | Orphaned |  |  |  | Level: Level 1 |  |  |  | 1.200000 |  | 0.000000 | [5 empty] | 1.200000 |  |  |  |  | N/A | UNSET | N/A | N/A | TRUE | N/A | 0 | N/A | 0 | 0 | 0 | 0 | 0 | UNSET | N/A | N/A | FIXED | N/A | Switches | UNSET | N/A |  | N/A | N/A | N/A | 0 | L1 | 0 | N/A | N/A | N/A | 0 | [16 empty] | N/A |  |  |  | 23.80.50.11.14 | [7 empty] | Other |  | N21C1 | 23 | [5 empty] | 1291.669250 | 0.000000
1713 | 1A10 |  | 875966 | New Construction | N/A | [5 empty] | 103278 |  | 46373 |  | 43611 |  |  | Standard | 0 |  | 97462,97463,97464,97465,97466,97467,103571,103572,103573,103574,103575 | 0Oe4W3Rwf1Dht7uPdCML_9 | 1 |  | M_Duplex Receptacle:Standard:Standard:875966 |  |  | N/A | 1713 | N/A |  | N/A | N/A | N/A | N/A | N/A |  | 120 V/1-180 VA | N/A | Linked Revit Model : Clinic_A.rvt | UNSET |  |  | Level: Level 1 |  |  |  | 0.500000 | [7 empty] | 0.460000 |  |  |  |  | N/A | UNSET | N/A | N/A | TRUE | N/A | 0 | N/A | 0 | 0 | 0 | 0 | 0 | UNSET | N/A | N/A | FIXED | N/A | Ground Fault Receptacles | UNSET | N/A |  | N/A | N/A | N/A | 0 | L1 | 0 | N/A | N/A | N/A | 0 | [16 empty] | N/A |  |  |  | 23.80.50.11.17 | [7 empty] | Receptacle |  | N21B1 | 19 | [5 empty] | 1291.669250 | 0.000000 | 139 | 1937.503875 | TRUE
1836 | 1A10 |  | 891557 | New Construction | N/A | [5 empty] | 103278 |  | 46502 |  | 43734 |  |  | Standard | 0 |  | 98235,98236,98237,98238,98239,98240,103571,103572,103573,103574,103575 | 0Oe4W3Rwf1Dht7uPdCMPYI | 1 |  | M_Duplex Receptacle:Standard:Standard:891557 |  |  | N/A | 1836 | N/A |  | N/A | N/A | N/A | N/A | N/A |  | 120 V/1-180 VA | N/A | Linked Revit Model : Clinic_A.rvt | UNSET |  |  | Level: Level 1 |  |  |  | 0.650000 | [7 empty] | 0.460000 |  |  |  |  | N/A | UNSET | N/A | N/A | TRUE | N/A | 0 | N/A | 0 | 0 | 0 | 0 | 0 | UNSET | N/A | N/A | FIXED | N/A | Ground Fault Receptacles | UNSET | N/A |  | N/A | N/A | N/A | 0 | L1 | 0 | N/A | N/A | N/A | 0 | [16 empty] | N/A |  |  |  | 23.80.50.11.17 | [7 empty] | Receptacle |  | N21B1 | 24 | [5 empty] | 1291.669250 | 0.000000 | 262 | 1937.503875 | TRUE
1838 | 1A10 |  | 891648 | New Construction | N/A | [5 empty] | 103278 |  | 46504 |  | 43736 |  |  | Standard | 0 |  | 98247,98248,98249,98250,98251,98252,103571,103572,103573,103574,103575 | 0Oe4W3Rwf1Dht7uPdCMPat | 1 |  | M_Duplex Receptacle:Standard:Standard:891648 |  |  | N/A | 1838 | N/A |  | N/A | N/A | N/A | N/A | N/A |  | 120 V/1-180 VA | N/A | Orphaned | UNSET |  |  | Level: Level 1 |  |  |  | 0.500000 | [7 empty] | 0.460000 |  |  |  |  | N/A | UNSET | N/A | N/A | TRUE | N/A | 0 | N/A | 0 | 0 | 0 | 0 | 0 | UNSET | N/A | N/A | FIXED | N/A | Ground Fault Receptacles | UNSET | N/A |  | N/A | N/A | N/A | 0 | L1 | 0 | N/A | N/A | N/A | 0 | [16 empty] | N/A |  |  |  | 23.80.50.11.17 | [7 empty] | Receptacle |  | N21B1 | 22 | [5 empty] | 1291.669250 | 0.000000 | 264 | 1937.503875 | TRUE
2100 | 1A10 |  | 934171 | New Construction | N/A | [5 empty] | 103278 |  | 46776 |  | 44002 |  |  | Standard | 0 |  | 99889,99890,99891,99892,99893,99894,103571,103572,103573,103574,103575 | 3lgfavpaXB7eKXFQO5$_E4 | 1 |  | M_Duplex Receptacle:Standard:Standard:934171 |  |  | N/A | 2100 | N/A |  | N/A | N/A | N/A | N/A | N/A |  | 120 V/1-180 VA | N/A | Linked Revit Model : Clinic_A.rvt | UNSET |  |  | Level: Level 1 |  |  |  | 0.500000 | [7 empty] | 0.460000 |  |  |  |  | N/A | UNSET | N/A | N/A | TRUE | N/A | 0 | N/A | 0 | 0 | 0 | 0 | 0 | UNSET | N/A | N/A | FIXED | N/A | Ground Fault Receptacles | UNSET | N/A |  | N/A | N/A | N/A | 0 | L1 | 0 | N/A | N/A | N/A | 0 | [16 empty] | N/A |  |  |  | 23.80.50.11.17 | [7 empty] | Receptacle |  | N21B1 | 19 | [5 empty] | 1291.669250 | 0.000000 | 526 | 1937.503875 | TRUE
2102 | 1A10 |  | 934261 | New Construction | N/A | [5 empty] | 103278 |  | 46778 |  | 44004 |  |  | Standard | 0 |  | 99901,99902,99903,99904,99905,99906,103571,103572,103573,103574,103575 | 3lgfavpaXB7eKXFQO5$_Fg | 1 |  | M_Duplex Receptacle:Standard:Standard:934261 |  |  | N/A | 2102 | N/A |  | N/A | N/A | N/A | N/A | N/A |  | 120 V/1-180 VA | N/A | Linked Revit Model : Clinic_A.rvt | UNSET |  |  | Level: Level 1 |  |  |  | 0.500000 | [7 empty] | 0.460000 |  |  |  |  | N/A | UNSET | N/A | N/A | TRUE | N/A | 0 | N/A | 0 | 0 | 0 | 0 | 0 | UNSET | N/A | N/A | FIXED | N/A | Ground Fault Receptacles | UNSET | N/A |  | N/A | N/A | N/A | 0 | L1 | 0 | N/A | N/A | N/A | 0 | [16 empty] | N/A |  |  |  | 23.80.50.11.17 | [7 empty] | Receptacle |  | N21B1 | 19 | [5 empty] | 1291.669250 | 0.000000 | 528 | 1937.503875 | TRUE
1030 | 1A11 | 0 | 826740 | New Construction | N/A |  | 0 |  | 0 |  | 102937 | Point+HemiSpherical | 46102 |  | 53835 | REF TYPE MARK | 0 | Q1 - 1219mm | 0 | 86617 | 95775,95776,95777,95778,95779,95780,95781,103200,103201,103202,103203,103204,103205,103206,103207,103220 | 3dg6tDRA54OxNLWvKHl6J5 | 1 |  | M_Pendant Light - Linear:Q1 - 1219mm:Q1 - 1219mm:826740 |  | NO | N/A | 1030 | N/A | 16777215 | N/A | N/A | N/A | N/A | N/A |  | 120 V/1-150 VA | N/A | <not associated> | UNSET |  |  | Level: Level 1 | UNSET | F | 0 | 2.800000 |  | 1614.586563 | 0 | 0.050000 |  |  |  | 1.200000 |  |  | T8, 1219mm, RAPID START, CRI=75 |  | N/A | UNSET | N/A | N/A | TRUE | N/A | 0 | N/A | 0 | 0 | 0 | 0 | 0 | UNSET | N/A | N/A | FIXED | N/A | General Luminaries, Non Directional | UNSET | N/A |  | N/A | N/A | N/A | 0 | L1 | 0 | N/A | N/A | N/A | 0 | UNSET | UNSET | 0 | 0 | 0 | 0 | 0 | [9 empty] | N/A |  |  |  | 23.80.70.11.11 |  |  | Q1 |  |  |  | 1291.669250 | Lighting - Dwelling Unit | 1 | N21C1 | 24 |  |  | 2900.000000 | 32 | [9 empty] | Glass - White, High Luminance |  | 2.400000 | 0.300000 | Metal - Paint Finish - Ivory, Glossy | Metal - Paint Finish - Ivory, Glossy
1336 | 1A11 |  | 805799 | New Construction | N/A | [5 empty] | 102937 |  | 46001 |  | 43266 |  |  | Single Pole | 0 |  | 95155,95156,95157,95158,95159,95160,103554,103555,103556,103557,103558,103559 | 1LRV9a7_TAYg7FVXvT_HC2 | 1 |  | M_Lighting Switches:Single Pole:Single Pole:805799 |  |  | N/A | 1336 | N/A |  | N/A | N/A | N/A | N/A | N/A |  | 120 V/1-0 VA | N/A | Linked Revit Model : Clinic_A.rvt |  |  |  | Level: Level 1 |  |  |  | 1.200000 |  | 0.000000 | [5 empty] | 1.200000 |  |  |  |  | N/A | UNSET | N/A | N/A | TRUE | N/A | 0 | N/A | 0 | 0 | 0 | 0 | 0 | UNSET | N/A | N/A | FIXED | N/A | Switches | UNSET | N/A |  | N/A | N/A | N/A | 0 | L1 | 0 | N/A | N/A | N/A | 0 | [16 empty] | N/A |  |  |  | 23.80.50.11.14 | [7 empty] | Other |  | N21C1 | 24 | [5 empty] | 1291.669250 | 0.000000
563 | 1A12 | 0 | 740788 | New Construction | N/A |  | 0 |  | 0 |  | 103034 | Point+HemiSpherical | 45362 |  | 53233 | REF TYPE MARK | 0 | B1 - 0610x1219mm | 0 | 87080 | 90705,90706,90707,90708,90709,90710,90711,103561,103562,103563,103564,103565,103566,103567,103568,103569 | 2ikEQjpcTDnxUN0yGA3WNY | 1 |  | M_Troffer Light - Parabolic Rectangular:B1 - 0610x1219mm:B1 - 0610x1219mm:740788 |  | NO | N/A | 563 | N/A | 16777215 | N/A | N/A | N/A | N/A | N/A |  | 120 V/1-80 VA | N/A | <not associated> | UNSET |  |  | Level: Level 1 | UNSET | F | 0 | 2.680000 |  | 861.112833 | 0 | 0.050000 |  |  |  | 1.200000 |  |  | T8, 1219mm, RAPID START, CRI=75 |  | N/A | UNSET | N/A | N/A | TRUE | N/A | 0 | N/A | 0 | 0 | 0 | 0 | 0 | UNSET | N/A | N/A | FIXED | N/A | Downlights | UNSET | N/A | D5020210 | N/A | N/A | N/A | 0 | L1 | 0 | N/A | N/A | N/A | 0 | UNSET | UNSET | 0 | 0 | 0 | 0 | 0 | [9 empty] | N/A | Lighting - Fluorescent |  |  | 23.80.70.11.14.11 |  |  | B1 |  |  |  | 1291.669250 | Lighting - Dwelling Unit | 1 | N21C1 | 23 |  |  | 2900.000000 | 32 | [8 empty] | Metal - Paint Finish - Dark Gray, Matte | Glass - White, High Luminance | Metal - Chrome
1333 | 1A12 |  | 805499 | New Construction | N/A | [5 empty] | 103034 |  | 45998 |  | 43263 |  |  | Single Pole | 0 |  | 95137,95138,95139,95140,95141,95142,103554,103555,103556,103557,103558,103559 | 1LRV9a7_TAYg7FVXvT_HBU | 1 |  | M_Lighting Switches:Single Pole:Single Pole:805499 |  |  | N/A | 1333 | N/A |  | N/A | N/A | N/A | N/A | N/A |  | 120 V/1-0 VA | N/A | Linked Revit Model : Clinic_A.rvt |  |  |  | Level: Level 1 |  |  |  | 1.200000 |  | 0.000000 | [5 empty] | 1.200000 |  |  |  |  | N/A | UNSET | N/A | N/A | TRUE | N/A | 0 | N/A | 0 | 0 | 0 | 0 | 0 | UNSET | N/A | N/A | FIXED | N/A | Switches | UNSET | N/A |  | N/A | N/A | N/A | 0 | L1 | 0 | N/A | N/A | N/A | 0 | [16 empty] | N/A |  |  |  | 23.80.50.11.14 | [7 empty] | Other |  | N21C1 | 23 | [5 empty] | 1291.669250 | 0.000000
1840 | 1A12 |  | 891765 | New Construction | N/A | [5 empty] | 103034 |  | 46506 |  | 43738 |  |  | Standard | 0 |  | 98260,98261,98262,98263,98264,98265,103571,103572,103573,103574,103575 | 0Oe4W3Rwf1Dht7uPdCMPb2 | 1 |  | M_Duplex Receptacle:Standard:Standard:891765 |  |  | N/A | 1840 | N/A |  | N/A | N/A | N/A | N/A | N/A |  | 120 V/1-180 VA | N/A | Linked Revit Model : Clinic_A.rvt | UNSET |  |  | Level: Level 1 |  |  |  | 0.500000 | [7 empty] | 0.460000 |  |  |  |  | N/A | UNSET | N/A | N/A | TRUE | N/A | 0 | N/A | 0 | 0 | 0 | 0 | 0 | UNSET | N/A | N/A | FIXED | N/A | Ground Fault Receptacles | UNSET | N/A |  | N/A | N/A | N/A | 0 | L1 | 0 | N/A | N/A | N/A | 0 | [16 empty] | N/A |  |  |  | 23.80.50.11.17 | [7 empty] | Receptacle |  | N21B1 | 23 | [5 empty] | 1291.669250 | 0.000000 | 266 | 1937.503875 | TRUE
1041 | 1A13 | 0 | 990974 | New Construction | N/A |  | 0 |  | 0 |  | 103033 | Point+HemiSpherical | 47227 |  | 53860 | REF TYPE MARK | 0 | B3 - 610x610mm | 0 | 86610 | 102637,102638,102639,102640,102641,102642,102643,103543,103544,103545,103546,103547,103548,103549,103550,103551 | 06ps6WJyL6WxW9TTuDR_Df | 1 |  | M_Troffer Light - Parabolic Square:B3 - 610x610mm:B3 - 610x610mm:990974 |  | NO | N/A | 1041 | N/A | 16777215 | N/A | N/A | N/A | N/A | N/A |  | 120 V/1-40 VA | N/A | Linked Revit Model : Clinic_A.rvt | UNSET |  |  | Level: Level 1 | UNSET | F | 0 | 2.680000 |  | 430.556417 | 0 | 0.050000 |  |  |  | 1.200000 |  |  | U-SHAPED, CRI=75 |  | N/A | UNSET | N/A | N/A | TRUE | N/A | 0 | N/A | 0 | 0 | 0 | 0 | 0 | UNSET | N/A | N/A | FIXED | N/A | Downlights | UNSET | N/A |  | N/A | N/A | N/A | 0 | L1 | 0 | N/A | N/A | N/A | 0 | UNSET | UNSET | 0 | 0 | 0 | 0 | 0 | [9 empty] | N/A |  |  |  | 23.80.70.11.14.11 |  |  | B3 |  |  |  | 1291.669250 | Lighting - Dwelling Unit | 1 | N21C1 | 24 |  |  | 3150.000000 | 32 | [8 empty] | Metal - Paint Finish - Dark Gray, Matte | Glass - White, High Luminance | Metal - Chrome
1348 | 1A13 |  | 808334 | New Construction | N/A | [5 empty] | 103033 |  | 46013 |  | 43278 |  |  | Single Pole | 0 |  | 95227,95228,95229,95230,95231,95232,103554,103555,103556,103557,103558,103559 | 1LRV9a7_TAYg7FVXvT_Gqh | 1 |  | M_Lighting Switches:Single Pole:Single Pole:808334 |  |  | N/A | 1348 | N/A |  | N/A | N/A | N/A | N/A | N/A |  | 120 V/1-0 VA | N/A | Linked Revit Model : Clinic_A.rvt |  |  |  | Level: Level 1 |  |  |  | 1.200000 |  | 0.000000 | [5 empty] | 1.200000 |  |  |  |  | N/A | UNSET | N/A | N/A | TRUE | N/A | 0 | N/A | 0 | 0 | 0 | 0 | 0 | UNSET | N/A | N/A | FIXED | N/A | Switches | UNSET | N/A |  | N/A | N/A | N/A | 0 | L1 | 0 | N/A | N/A | N/A | 0 | [16 empty] | N/A |  |  |  | 23.80.50.11.14 | [7 empty] | Other |  | N21C1 | 24 | [5 empty] | 1291.669250 | 0.000000
2101 | 1A13 |  | 934216 | New Construction | N/A | [5 empty] | 103033 |  | 46777 |  | 44003 |  |  | Standard | 0 |  | 99895,99896,99897,99898,99899,99900,103571,103572,103573,103574,103575 | 3lgfavpaXB7eKXFQO5$_FN | 1 |  | M_Duplex Receptacle:Standard:Standard:934216 |  |  | N/A | 2101 | N/A |  | N/A | N/A | N/A | N/A | N/A |  | 120 V/1-180 VA | N/A | Linked Revit Model : Clinic_A.rvt | UNSET |  |  | Level: Level 1 |  |  |  | 0.500000 | [7 empty] | 0.460000 |  |  |  |  | N/A | UNSET | N/A | N/A | TRUE | N/A | 0 | N/A | 0 | 0 | 0 | 0 | 0 | UNSET | N/A | N/A | FIXED | N/A | Ground Fault Receptacles | UNSET | N/A |  | N/A | N/A | N/A | 0 | L1 | 0 | N/A | N/A | N/A | 0 | [16 empty] | N/A |  |  |  | 23.80.50.11.17 | [7 empty] | Receptacle |  | N21B1 | 20 | [5 empty] | 1291.669250 | 0.000000 | 527 | 1937.503875 | TRUE
497 | 1A14 | 0 | 739841 | New Construction | N/A |  | 0 |  | 0 |  | 103146 | Point+HemiSpherical | 45296 |  | 53167 | REF TYPE MARK | 0 | A2 - 0610x1219mm | 0 | 87146 | 90205,90206,90207,90208,90209,90210,90211,103465,103466,103467,103468,103469,103470,103471,103472,103473 | 1Ew_8oRPr27vHUxllyBcRH | 1 |  | M_Troffer Light - Parabolic Rectangular:A2 - 0610x1219mm:A2 - 0610x1219mm:739841 |  | NO | N/A | 497 | N/A | 16777215 | N/A | N/A | N/A | N/A | N/A |  | 120 V/1-80 VA | N/A | <not associated> | UNSET |  |  | Level: Level 1 | UNSET | F | 0 | 2.680000 |  | 861.112833 | 0 | 0.050000 |  |  |  | 1.200000 |  |  | T8, 1219mm, RAPID START, CRI=75 |  | N/A | UNSET | N/A | N/A | TRUE | N/A | 0 | N/A | 0 | 0 | 0 | 0 | 0 | UNSET | N/A | N/A | FIXED | N/A | Downlights | UNSET | N/A | D5020210 | N/A | N/A | N/A | 0 | L1 | 0 | N/A | N/A | N/A | 0 | UNSET | UNSET | 0 | 0 | 0 | 0 | 0 | [9 empty] | N/A | Lighting - Fluorescent |  |  | 23.80.70.11.14.11 |  |  | A2 |  |  |  | 1291.669250 | Lighting - Dwelling Unit | 1 | N21C1 | 24 |  |  | 2900.000000 | 32 | [8 empty] | Metal - Paint Finish - Dark Gray, Matte | Glass - White, High Luminance | Metal - Chrome
1347 | 1A14 |  | 808165 | New Construction | N/A | [5 empty] | 103146 |  | 46012 |  | 43277 |  |  | Single Pole | 0 |  | 95221,95222,95223,95224,95225,95226,103554,103555,103556,103557,103558,103559 | 1LRV9a7_TAYg7FVXvT_Gn0 | 1 |  | M_Lighting Switches:Single Pole:Single Pole:808165 |  |  | N/A | 1347 | N/A |  | N/A | N/A | N/A | N/A | N/A |  | 120 V/1-0 VA | N/A | Linked Revit Model : Clinic_A.rvt |  |  |  | Level: Level 1 |  |  |  | 1.200000 |  | 0.000000 | [5 empty] | 1.200000 |  |  |  |  | N/A | UNSET | N/A | N/A | TRUE | N/A | 0 | N/A | 0 | 0 | 0 | 0 | 0 | UNSET | N/A | N/A | FIXED | N/A | Switches | UNSET | N/A |  | N/A | N/A | N/A | 0 | L1 | 0 | N/A | N/A | N/A | 0 | [16 empty] | N/A |  |  |  | 23.80.50.11.14 | [7 empty] | Other |  | N21C1 | 24 | [5 empty] | 1291.669250 | 0.000000
1841 | 1A14 |  | 891830 | New Construction | N/A | [5 empty] | 103146 |  | 46507 |  | 43739 |  |  | Standard | 0 |  | 98267,98268,98269,98270,98271,98272,103571,103572,103573,103574,103575 | 0Oe4W3Rwf1Dht7uPdCMPc1 | 1 |  | M_Duplex Receptacle:Standard:Standard:891830 |  |  | N/A | 1841 | N/A |  | N/A | N/A | N/A | N/A | N/A |  | 120 V/1-180 VA | N/A | Linked Revit Model : Clinic_A.rvt | UNSET |  |  | Level: Level 1 |  |  |  | 0.500000 | [7 empty] | 0.460000 |  |  |  |  | N/A | UNSET | N/A | N/A | TRUE | N/A | 0 | N/A | 0 | 0 | 0 | 0 | 0 | UNSET | N/A | N/A | FIXED | N/A | Ground Fault Receptacles | UNSET | N/A |  | N/A | N/A | N/A | 0 | L1 | 0 | N/A | N/A | N/A | 0 | [16 empty] | N/A |  |  |  | 23.80.50.11.17 | [7 empty] | Receptacle |  | N21B1 | 20 | [5 empty] | 1291.669250 | 0.000000 | 267 | 1937.503875 | TRUE
1842 | 1A14 |  | 892376 | New Construction | N/A | [5 empty] | 103146 |  | 46508 |  | 43740 |  |  | Standard | 0 |  | 98274,98275,98276,98277,98278,98279,103571,103572,103573,103574,103575 | 0Oe4W3Rwf1Dht7uPdCMP$l | 1 |  | M_Duplex Receptacle:Standard:Standard:892376 |  |  | N/A | 1842 | N/A |  | N/A | N/A | N/A | N/A | N/A |  | 120 V/1-180 VA | N/A | Linked Revit Model : Clinic_A.rvt | UNSET |  |  | Level: Level 1 |  |  |  | 0.500000 | [7 empty] | 0.460000 |  |  |  |  | N/A | UNSET | N/A | N/A | TRUE | N/A | 0 | N/A | 0 | 0 | 0 | 0 | 0 | UNSET | N/A | N/A | FIXED | N/A | Ground Fault Receptacles | UNSET | N/A |  | N/A | N/A | N/A | 0 | L1 | 0 | N/A | N/A | N/A | 0 | [16 empty] | N/A |  |  |  | 23.80.50.11.17 | [7 empty] | Receptacle |  | N21B1 | 5 | [5 empty] | 1291.669250 | 0.000000 | 268 | 1937.503875 | TRUE
1843 | 1A14 |  | 892440 | New Construction | N/A | [5 empty] | 103146 |  | 46509 |  | 43741 |  |  | Standard | 0 |  | 98281,98282,98283,98284,98285,98286,103571,103572,103573,103574,103575 | 0Oe4W3Rwf1Dht7uPdCMPml | 1 |  | M_Duplex Receptacle:Standard:Standard:892440 |  |  | N/A | 1843 | N/A |  | N/A | N/A | N/A | N/A | N/A |  | 120 V/1-180 VA | N/A | Linked Revit Model : Clinic_A.rvt | UNSET |  |  | Level: Level 1 |  |  |  | 0.500000 | [7 empty] | 0.460000 |  |  |  |  | N/A | UNSET | N/A | N/A | TRUE | N/A | 0 | N/A | 0 | 0 | 0 | 0 | 0 | UNSET | N/A | N/A | FIXED | N/A | Ground Fault Receptacles | UNSET | N/A |  | N/A | N/A | N/A | 0 | L1 | 0 | N/A | N/A | N/A | 0 | [16 empty] | N/A |  |  |  | 23.80.50.11.17 | [7 empty] | Receptacle |  | N21B1 | 5 | [5 empty] | 1291.669250 | 0.000000 | 269 | 1937.503875 | TRUE
498 | 1A15 | 0 | 739849 | New Construction | N/A |  | 0 |  | 0 |  | 103256 | Point+HemiSpherical | 45297 |  | 53168 | REF TYPE MARK | 0 | B1 - 0610x1219mm | 0 | 87145 | 90214,90215,90216,90217,90218,90219,90220,103561,103562,103563,103564,103565,103566,103567,103568,103569 | 1Ew_8oRPr27vHUxllyBcRP | 1 |  | M_Troffer Light - Parabolic Rectangular:B1 - 0610x1219mm:B1 - 0610x1219mm:739849 |  | NO | N/A | 498 | N/A | 16777215 | N/A | N/A | N/A | N/A | N/A |  | 120 V/1-80 VA | N/A | <not associated> | UNSET |  |  | Level: Level 1 | UNSET | F | 0 | 2.680000 |  | 861.112833 | 0 | 0.050000 |  |  |  | 1.200000 |  |  | T8, 1219mm, RAPID START, CRI=75 |  | N/A | UNSET | N/A | N/A | TRUE | N/A | 0 | N/A | 0 | 0 | 0 | 0 | 0 | UNSET | N/A | N/A | FIXED | N/A | Downlights | UNSET | N/A | D5020210 | N/A | N/A | N/A | 0 | L1 | 0 | N/A | N/A | N/A | 0 | UNSET | UNSET | 0 | 0 | 0 | 0 | 0 | [9 empty] | N/A | Lighting - Fluorescent |  |  | 23.80.70.11.14.11 |  |  | B1 |  |  |  | 1291.669250 | Lighting - Dwelling Unit | 1 | N21C1 | 24 |  |  | 2900.000000 | 32 | [8 empty] | Metal - Paint Finish - Dark Gray, Matte | Glass - White, High Luminance | Metal - Chrome
499 | 1A15 | 0 | 739861 | New Construction | N/A |  | 0 |  | 0 |  | 103256 | Point+HemiSpherical | 45298 |  | 53169 | REF TYPE MARK | 0 | B1 - 0610x1219mm | 0 | 87144 | 90223,90224,90225,90226,90227,90228,90229,103561,103562,103563,103564,103565,103566,103567,103568,103569 | 1Ew_8oRPr27vHUxllyBcR5 | 1 |  | M_Troffer Light - Parabolic Rectangular:B1 - 0610x1219mm:B1 - 0610x1219mm:739861 |  | NO | N/A | 499 | N/A | 16777215 | N/A | N/A | N/A | N/A | N/A |  | 120 V/1-80 VA | N/A | <not associated> | UNSET |  |  | Level: Level 1 | UNSET | F | 0 | 2.680000 |  | 861.112833 | 0 | 0.050000 |  |  |  | 1.200000 |  |  | T8, 1219mm, RAPID START, CRI=75 |  | N/A | UNSET | N/A | N/A | TRUE | N/A | 0 | N/A | 0 | 0 | 0 | 0 | 0 | UNSET | N/A | N/A | FIXED | N/A | Downlights | UNSET | N/A | D5020210 | N/A | N/A | N/A | 0 | L1 | 0 | N/A | N/A | N/A | 0 | UNSET | UNSET | 0 | 0 | 0 | 0 | 0 | [9 empty] | N/A | Lighting - Fluorescent |  |  | 23.80.70.11.14.11 |  |  | B1 |  |  |  | 1291.669250 | Lighting - Dwelling Unit | 1 | N21C1 | 24 |  |  | 2900.000000 | 32 | [8 empty] | Metal - Paint Finish - Dark Gray, Matte | Glass - White, High Luminance | Metal - Chrome
1346 | 1A15 |  | 807734 | New Construction | N/A | [5 empty] | 103256 |  | 46011 |  | 43276 |  |  | Single Pole | 0 |  | 95215,95216,95217,95218,95219,95220,103554,103555,103556,103557,103558,103559 | 1LRV9a7_TAYg7FVXvT_GkJ | 1 |  | M_Lighting Switches:Single Pole:Single Pole:807734 |  |  | N/A | 1346 | N/A |  | N/A | N/A | N/A | N/A | N/A |  | 120 V/1-0 VA | N/A | Linked Revit Model : Clinic_A.rvt |  |  |  | Level: Level 1 |  |  |  | 1.200000 |  | 0.000000 | [5 empty] | 1.200000 |  |  |  |  | N/A | UNSET | N/A | N/A | TRUE | N/A | 0 | N/A | 0 | 0 | 0 | 0 | 0 | UNSET | N/A | N/A | FIXED | N/A | Switches | UNSET | N/A |  | N/A | N/A | N/A | 0 | L1 | 0 | N/A | N/A | N/A | 0 | [16 empty] | N/A |  |  |  | 23.80.50.11.14 | [7 empty] | Other |  | N21C1 | 24 | [5 empty] | 1291.669250 | 0.000000
1844 | 1A15 |  | 892484 | New Construction | N/A | [5 empty] | 103256 |  | 46510 |  | 43742 |  |  | Standard | 0 |  | 98288,98289,98290,98291,98292,98293,103571,103572,103573,103574,103575 | 0Oe4W3Rwf1Dht7uPdCMPnp | 1 |  | M_Duplex Receptacle:Standard:Standard:892484 |  |  | N/A | 1844 | N/A |  | N/A | N/A | N/A | N/A | N/A |  | 120 V/1-180 VA | N/A | Linked Revit Model : Clinic_A.rvt | UNSET |  |  | Level: Level 1 |  |  |  | 0.500000 | [7 empty] | 0.460000 |  |  |  |  | N/A | UNSET | N/A | N/A | TRUE | N/A | 0 | N/A | 0 | 0 | 0 | 0 | 0 | UNSET | N/A | N/A | FIXED | N/A | Ground Fault Receptacles | UNSET | N/A |  | N/A | N/A | N/A | 0 | L1 | 0 | N/A | N/A | N/A | 0 | [16 empty] | N/A |  |  |  | 23.80.50.11.17 | [7 empty] | Receptacle |  | N21B1 | 5 | [5 empty] | 1291.669250 | 0.000000 | 270 | 1937.503875 | TRUE
1845 | 1A15 |  | 892671 | New Construction | N/A | [5 empty] | 103256 |  | 46511 |  | 43743 |  |  | Standard | 0 |  | 98295,98296,98297,98298,98299,98300,103571,103572,103573,103574,103575 | 0Oe4W3Rwf1Dht7uPdCMPp8 | 1 |  | M_Duplex Receptacle:Standard:Standard:892671 |  |  | N/A | 1845 | N/A |  | N/A | N/A | N/A | N/A | N/A |  | 120 V/1-180 VA | N/A | Linked Revit Model : Clinic_A.rvt | UNSET |  |  | Level: Level 1 |  |  |  | 0.500000 | [7 empty] | 0.460000 |  |  |  |  | N/A | UNSET | N/A | N/A | TRUE | N/A | 0 | N/A | 0 | 0 | 0 | 0 | 0 | UNSET | N/A | N/A | FIXED | N/A | Ground Fault Receptacles | UNSET | N/A |  | N/A | N/A | N/A | 0 | L1 | 0 | N/A | N/A | N/A | 0 | [16 empty] | N/A |  |  |  | 23.80.50.11.17 | [7 empty] | Receptacle |  | N21B1 | 5 | [5 empty] | 1291.669250 | 0.000000 | 271 | 1937.503875 | TRUE
1846 | 1A15 |  | 892836 | New Construction | N/A | [5 empty] | 103256 |  | 46512 |  | 43744 |  |  | Standard | 0 |  | 98302,98303,98304,98305,98306,98307,103571,103572,103573,103574,103575 | 0Oe4W3Rwf1Dht7uPdCMPsJ | 1 |  | M_Duplex Receptacle:Standard:Standard:892836 |  |  | N/A | 1846 | N/A |  | N/A | N/A | N/A | N/A | N/A |  | 120 V/1-180 VA | N/A | Linked Revit Model : Clinic_A.rvt | UNSET |  |  | Level: Level 1 |  |  |  | 0.500000 | [7 empty] | 0.460000 |  |  |  |  | N/A | UNSET | N/A | N/A | TRUE | N/A | 0 | N/A | 0 | 0 | 0 | 0 | 0 | UNSET | N/A | N/A | FIXED | N/A | Ground Fault Receptacles | UNSET | N/A |  | N/A | N/A | N/A | 0 | L1 | 0 | N/A | N/A | N/A | 0 | [16 empty] | N/A |  |  |  | 23.80.50.11.17 | [7 empty] | Receptacle |  | N21B1 | 3 | [5 empty] | 1291.669250 | 0.000000 | 272 | 1937.503875 | TRUE
1847 | 1A15 |  | 892880 | New Construction | N/A | [5 empty] | 103256 |  | 46513 |  | 43745 |  |  | Standard | 0 |  | 98308,98309,98310,98311,98312,98313,103571,103572,103573,103574,103575 | 0Oe4W3Rwf1Dht7uPdCMPtd | 1 |  | M_Duplex Receptacle:Standard:Standard:892880 |  |  | N/A | 1847 | N/A |  | N/A | N/A | N/A | N/A | N/A |  | 120 V/1-180 VA | N/A | Linked Revit Model : Clinic_A.rvt | UNSET |  |  | Level: Level 1 |  |  |  | 0.500000 | [7 empty] | 0.460000 |  |  |  |  | N/A | UNSET | N/A | N/A | TRUE | N/A | 0 | N/A | 0 | 0 | 0 | 0 | 0 | UNSET | N/A | N/A | FIXED | N/A | Ground Fault Receptacles | UNSET | N/A |  | N/A | N/A | N/A | 0 | L1 | 0 | N/A | N/A | N/A | 0 | [16 empty] | N/A |  |  |  | 23.80.50.11.17 | [7 empty] | Receptacle |  | N21B1 | 3 | [5 empty] | 1291.669250 | 0.000000 | 273 | 1937.503875 | TRUE
327 | 1DC1 | 0 | 1209106 | New Construction | N/A | Aluminum-Philips Chloride | 0 | F | 0 | Paint-Philips Chloride-Black | 103542 | Rectangle+Spherical | 47246 | 16 | 53876 | REF TYPE MARK | 0 | X1 | 0 | 86596 | 102768,102769,102770,102771,102772,102773,102774,103485,103486,103487,103488,103489,103490,103491,103492,103493,103494 | 1dLDiZnH12mRH5cIKJ8X1f | 1 | No Photometry Available | Exit Sign - Ceiling_Mount_Single:X1:X1:1209106 |  | NO | N/A | 327 | N/A | 16777215 | N/A | N/A | N/A | N/A | N/A | 0.225524 | Luminaire 120 V/1-4 VA | N/A | Linked Revit Model : Clinic_A.rvt | UNSET | 0.336550 | Not Available | Level: Level 1 | UNSET | F | 0 | 2.680000 | Plastic-Philips Chloride-Red | 40.902860 | 0 | 0.609600 | 0.120650 | 0.336550 | 0.225524 | 1.219200 | 12/27 (Dual Voltage - 120/277) | Not Available | LED | 1291.669250 | N/A | UNSET | N/A | N/A | TRUE | N/A | 0 | N/A | 0 | 0 | 0 | 0 | 0 | UNSET | N/A | N/A | FIXED | N/A | Emergency Lighting | UNSET | N/A | D5020200 | N/A | N/A | N/A | 0 | L1 | 0 | N/A | N/A | N/A | 0 | UNSET | UNSET | 0 | 0 | 0 | 0 | 0 | Horizontal | Not Available | Not Available | Not Available | Not Available | Matte Black w/Brushed Aluminum Face | Not Applicable | Red | 1 | N/A | Lighting Equipment | http://www.chloridesys.com/chloride/Chloridefixture.cfm?ID=3748 | http://www.chloridesys.com/chloride/ | 23.80.70.11.21 | CE-11400 | 55 Line LED Die Cast Aluminum Exit - Traditional | X1 | 55LA-1-12/27-R | 55LA-1-12/27-R
332 | 1DC1 | 0 | 1210221 | New Construction | N/A | Aluminum-Philips Chloride | 0 | F | 0 | Paint-Philips Chloride-Black | 103542 | Rectangle+Spherical | 47251 | 11 | 53881 | REF TYPE MARK | 0 | X2 | 0 | 86591 | 102803,102804,102805,102806,102807,102808,102809,103169,103170,103171,103172,103173,103174,103175,103176,103177,103216 | 1dLDiZnH12mRH5cIKJ8XGM | 1 | No Photometry Available | Exit Sign - Ceiling_Mount_Double Face:X2:X2:1210221 |  | NO | N/A | 332 | N/A | 16777215 | N/A | N/A | N/A | N/A | N/A | 0.225524 | Luminaire 120 V/1-4 VA | N/A | Linked Revit Model : Clinic_A.rvt | UNSET | 0.336550 | Not Available | Level: Level 1 | UNSET | F | 0 | 2.680000 | Plastic-Philips Chloride-Green | 43.055642 | 0 | 0.609600 | 0.120650 | 0.336550 | 0.225524 | 1.219200 | 12/27 (Dual Voltage - 120/277) | Not Available | LED | 1291.669250 | N/A | UNSET | N/A | N/A | TRUE | N/A | 0 | N/A | 0 | 0 | 0 | 0 | 0 | UNSET | N/A | N/A | FIXED | N/A | Emergency Lighting | UNSET | N/A | D5020200 | N/A | N/A | N/A | 0 | L1 | 0 | N/A | N/A | N/A | 0 | UNSET | UNSET | 0 | 0 | 0 | 0 | 0 | Horizontal | Not Available | Not Available | Not Available | Not Available | Matte Black w/Brushed Aluminum Face | Not Applicable | Green | 2 | N/A | Lighting Equipment | http://www.chloridesys.com/chloride/Chloridefixture.cfm?ID=3748 | http://www.chloridesys.com/chloride/ | 23.80.70.11.21 | CE-11400 | 55 Line LED Die Cast Aluminum Exit - Traditional | X2 | 55LA-2-12/27-G | 55LA-2-12/27-G
336 | 1DC1 | 0 | 1210838 | New Construction | N/A | Aluminum-Philips Chloride | 0 | F | 0 | Paint-Philips Chloride-Black | 103542 | Rectangle+Spherical | 47255 | 11 | 53885 | REF TYPE MARK | 0 | X2 | 0 | 86587 | 102831,102832,102833,102834,102835,102836,102837,103169,103170,103171,103172,103173,103174,103175,103176,103177,103216 | 1dLDiZnH12mRH5cIKJ8Xgj | 1 | No Photometry Available | Exit Sign - Ceiling_Mount_Double Face:X2:X2:1210838 |  | NO | N/A | 336 | N/A | 16777215 | N/A | N/A | N/A | N/A | N/A | 0.225524 | Luminaire 120 V/1-4 VA | N/A | Linked Revit Model : Clinic_A.rvt | UNSET | 0.336550 | Not Available | Level: Level 1 | UNSET | F | 0 | 2.680000 | Plastic-Philips Chloride-Green | 43.055642 | 0 | 0.609600 | 0.120650 | 0.336550 | 0.225524 | 1.219200 | 12/27 (Dual Voltage - 120/277) | Not Available | LED | 1291.669250 | N/A | UNSET | N/A | N/A | TRUE | N/A | 0 | N/A | 0 | 0 | 0 | 0 | 0 | UNSET | N/A | N/A | FIXED | N/A | Emergency Lighting | UNSET | N/A | D5020200 | N/A | N/A | N/A | 0 | L1 | 0 | N/A | N/A | N/A | 0 | UNSET | UNSET | 0 | 0 | 0 | 0 | 0 | Horizontal | Not Available | Not Available | Not Available | Not Available | Matte Black w/Brushed Aluminum Face | Not Applicable | Green | 2 | N/A | Lighting Equipment | http://www.chloridesys.com/chloride/Chloridefixture.cfm?ID=3748 | http://www.chloridesys.com/chloride/ | 23.80.70.11.21 | CE-11400 | 55 Line LED Die Cast Aluminum Exit - Traditional | X2 | 55LA-2-12/27-G | 55LA-2-12/27-G
630 | 1DC1 | 0 | 743354 | New Construction | N/A |  | 0 |  | 0 |  | 103542 | Point+HemiSpherical | 45429 |  | 53300 | REF TYPE MARK | 0 | B3B - 610x610mm | 0 | 87013 | 91174,91175,91176,91177,91178,91179,91180,103533,103534,103535,103536,103537,103538,103539,103540,103541 | 312$WHH7b36fc6XaYoDlp5 | 1 |  | M_Troffer Light - Parabolic Square:B3B - 610x610mm:B3B - 610x610mm:743354 |  | YES | N/A | 630 | N/A | 16777215 | N/A | N/A | N/A | N/A | N/A |  | 120 V/1-40 VA | N/A | Linked Revit Model : Clinic_A.rvt | UNSET |  |  | Level: Level 1 | UNSET | F | 0 | 2.680000 |  | 430.556417 | 0 | 0.050000 |  |  |  | 1.200000 |  |  | U-SHAPED, CRI=75 |  | N/A | UNSET | N/A | N/A | TRUE | N/A | 0 | N/A | 0 | 0 | 0 | 0 | 0 | UNSET | N/A | N/A | FIXED | N/A | Downlights | UNSET | N/A |  | N/A | N/A | N/A | 0 | L1 | 0 | N/A | N/A | N/A | 0 | UNSET | UNSET | 0 | 0 | 0 | 0 | 0 | [9 empty] | N/A |  |  |  | 23.80.70.11.14.11 |  |  | B3B |  |  |  | 1291.669250 | Lighting - Dwelling Unit | 1 | L41C | 6 |  |  | 3150.000000 | 32 | [8 empty] | Metal - Paint Finish - Dark Gray, Matte | Glass - White, High Luminance | Metal - Chrome
631 | 1DC1 | 0 | 743364 | New Construction | N/A |  | 0 |  | 0 |  | 103542 | Point+HemiSpherical | 45430 |  | 53301 | REF TYPE MARK | 0 | B3 - 610x610mm | 0 | 87012 | 91181,91182,91183,91184,91185,91186,91187,103543,103544,103545,103546,103547,103548,103549,103550,103551 | 312$WHH7b36fc6XaYoDlox | 1 |  | M_Troffer Light - Parabolic Square:B3 - 610x610mm:B3 - 610x610mm:743364 |  | NO | N/A | 631 | N/A | 16777215 | N/A | N/A | N/A | N/A | N/A |  | 120 V/1-40 VA | N/A | Linked Revit Model : Clinic_A.rvt | UNSET |  |  | Level: Level 1 | UNSET | F | 0 | 2.680000 |  | 430.556417 | 0 | 0.050000 |  |  |  | 1.200000 |  |  | U-SHAPED, CRI=75 |  | N/A | UNSET | N/A | N/A | TRUE | N/A | 0 | N/A | 0 | 0 | 0 | 0 | 0 | UNSET | N/A | N/A | FIXED | N/A | Downlights | UNSET | N/A |  | N/A | N/A | N/A | 0 | L1 | 0 | N/A | N/A | N/A | 0 | UNSET | UNSET | 0 | 0 | 0 | 0 | 0 | [9 empty] | N/A |  |  |  | 23.80.70.11.14.11 |  |  | B3 |  |  |  | 1291.669250 | Lighting - Dwelling Unit | 1 | L41C | 6 |  |  | 3150.000000 | 32 | [8 empty] | Metal - Paint Finish - Dark Gray, Matte | Glass - White, High Luminance | Metal - Chrome
632 | 1DC1 | 0 | 743372 | New Construction | N/A |  | 0 |  | 0 |  | 103542 | Point+HemiSpherical | 45431 |  | 53302 | REF TYPE MARK | 0 | B3 - 610x610mm | 0 | 87011 | 91188,91189,91190,91191,91192,91193,91194,103543,103544,103545,103546,103547,103548,103549,103550,103551 | 312$WHH7b36fc6XaYoDlop | 1 |  | M_Troffer Light - Parabolic Square:B3 - 610x610mm:B3 - 610x610mm:743372 |  | NO | N/A | 632 | N/A | 16777215 | N/A | N/A | N/A | N/A | N/A |  | 120 V/1-40 VA | N/A | Linked Revit Model : Clinic_A.rvt | UNSET |  |  | Level: Level 1 | UNSET | F | 0 | 2.680000 |  | 430.556417 | 0 | 0.050000 |  |  |  | 1.200000 |  |  | U-SHAPED, CRI=75 |  | N/A | UNSET | N/A | N/A | TRUE | N/A | 0 | N/A | 0 | 0 | 0 | 0 | 0 | UNSET | N/A | N/A | FIXED | N/A | Downlights | UNSET | N/A |  | N/A | N/A | N/A | 0 | L1 | 0 | N/A | N/A | N/A | 0 | UNSET | UNSET | 0 | 0 | 0 | 0 | 0 | [9 empty] | N/A |  |  |  | 23.80.70.11.14.11 |  |  | B3 |  |  |  | 1291.669250 | Lighting - Dwelling Unit | 1 | L41C | 6 |  |  | 3150.000000 | 32 | [8 empty] | Metal - Paint Finish - Dark Gray, Matte | Glass - White, High Luminance | Metal - Chrome
708 | 1DC1 | 0 | 746278 | New Construction | N/A |  | 0 |  | 0 |  | 103542 | Point+HemiSpherical | 45507 |  | 53378 | REF TYPE MARK | 0 | P1 - Length as Shown | 0 | 86935 | 91728,91729,91730,91731,91732,91733,91734,103388,103389,103390,103391,103392,103393,103394,103395,103404 | 1MPejKGxvAxOPe64yBS0Ic | 1 |  | M_Pendant Light - Linear:P1 - Length as Shown:P1 - Length as Shown:746278 |  | NO | N/A | 708 | N/A | 16777215 | N/A | N/A | N/A | N/A | N/A |  | 120 V/1-150 VA | N/A | Linked Revit Model : Clinic_A.rvt | UNSET |  |  | Level: Level 1 | UNSET | F | 0 | 2.800000 |  | 1614.586563 | 0 | 0.050000 |  |  |  | 1.200000 |  |  | T8, 1219mm, RAPID START, CRI=75 |  | N/A | UNSET | N/A | N/A | TRUE | N/A | 0 | N/A | 0 | 0 | 0 | 0 | 0 | UNSET | N/A | N/A | FIXED | N/A | General Luminaries, Non Directional | UNSET | N/A |  | N/A | N/A | N/A | 0 | L1 | 0 | N/A | N/A | N/A | 0 | UNSET | UNSET | 0 | 0 | 0 | 0 | 0 | [9 empty] | N/A |  |  |  | 23.80.70.11.11 |  |  | P1 |  |  |  | 1291.669250 | Lighting - Dwelling Unit | 1 | L41C | 6 |  |  | 2900.000000 | 32 | [9 empty] | Glass - White, High Luminance |  | 2.400000 | 0.300000 | Metal - Paint Finish - Ivory, Glossy | Metal - Paint Finish - Ivory, Glossy
709 | 1DC1 | 0 | 746342 | New Construction | N/A |  | 0 |  | 0 |  | 103542 | Point+HemiSpherical | 45508 |  | 53379 | REF TYPE MARK | 0 | P1 - Length as Shown | 0 | 86934 | 91735,91736,91737,91738,91739,91740,91741,103388,103389,103390,103391,103392,103393,103394,103395,103404 | 1MPejKGxvAxOPe64yBS0Jc | 1 |  | M_Pendant Light - Linear:P1 - Length as Shown:P1 - Length as Shown:746342 |  | NO | N/A | 709 | N/A | 16777215 | N/A | N/A | N/A | N/A | N/A |  | 120 V/1-150 VA | N/A | Linked Revit Model : Clinic_A.rvt | UNSET |  |  | Level: Level 1 | UNSET | F | 0 | 2.800000 |  | 1614.586563 | 0 | 0.050000 |  |  |  | 1.200000 |  |  | T8, 1219mm, RAPID START, CRI=75 |  | N/A | UNSET | N/A | N/A | TRUE | N/A | 0 | N/A | 0 | 0 | 0 | 0 | 0 | UNSET | N/A | N/A | FIXED | N/A | General Luminaries, Non Directional | UNSET | N/A |  | N/A | N/A | N/A | 0 | L1 | 0 | N/A | N/A | N/A | 0 | UNSET | UNSET | 0 | 0 | 0 | 0 | 0 | [9 empty] | N/A |  |  |  | 23.80.70.11.11 |  |  | P1 |  |  |  | 1291.669250 | Lighting - Dwelling Unit | 1 | L41C | 6 |  |  | 2900.000000 | 32 | [9 empty] | Glass - White, High Luminance |  | 2.400000 | 0.300000 | Metal - Paint Finish - Ivory, Glossy | Metal - Paint Finish - Ivory, Glossy
710 | 1DC1 | 0 | 746382 | New Construction | N/A |  | 0 |  | 0 |  | 103542 | Point+HemiSpherical | 45509 |  | 53380 | REF TYPE MARK | 0 | P1 - Length as Shown | 0 | 86933 | 91742,91743,91744,91745,91746,91747,91748,103388,103389,103390,103391,103392,103393,103394,103395,103404 | 1MPejKGxvAxOPe64yBS0GE | 1 |  | M_Pendant Light - Linear:P1 - Length as Shown:P1 - Length as Shown:746382 |  | NO | N/A | 710 | N/A | 16777215 | N/A | N/A | N/A | N/A | N/A |  | 120 V/1-150 VA | N/A | Linked Revit Model : Clinic_A.rvt | UNSET |  |  | Level: Level 1 | UNSET | F | 0 | 2.800000 |  | 1614.586563 | 0 | 0.050000 |  |  |  | 1.200000 |  |  | T8, 1219mm, RAPID START, CRI=75 |  | N/A | UNSET | N/A | N/A | TRUE | N/A | 0 | N/A | 0 | 0 | 0 | 0 | 0 | UNSET | N/A | N/A | FIXED | N/A | General Luminaries, Non Directional | UNSET | N/A |  | N/A | N/A | N/A | 0 | L1 | 0 | N/A | N/A | N/A | 0 | UNSET | UNSET | 0 | 0 | 0 | 0 | 0 | [9 empty] | N/A |  |  |  | 23.80.70.11.11 |  |  | P1 |  |  |  | 1291.669250 | Lighting - Dwelling Unit | 1 | L41C | 6 |  |  | 2900.000000 | 32 | [9 empty] | Glass - White, High Luminance |  | 2.400000 | 0.300000 | Metal - Paint Finish - Ivory, Glossy | Metal - Paint Finish - Ivory, Glossy
711 | 1DC1 | 0 | 746439 | New Construction | N/A |  | 0 |  | 0 |  | 103542 | Point+HemiSpherical | 45510 |  | 53381 | REF TYPE MARK | 0 | P1 - Length as Shown | 0 | 86932 | 91749,91750,91751,91752,91753,91754,91755,103388,103389,103390,103391,103392,103393,103394,103395,103404 | 1MPejKGxvAxOPe64yBS0H7 | 1 |  | M_Pendant Light - Linear:P1 - Length as Shown:P1 - Length as Shown:746439 |  | NO | N/A | 711 | N/A | 16777215 | N/A | N/A | N/A | N/A | N/A |  | 120 V/1-150 VA | N/A | Linked Revit Model : Clinic_A.rvt | UNSET |  |  | Level: Level 1 | UNSET | F | 0 | 2.680000 |  | 1614.586563 | 0 | 0.050000 |  |  |  | 1.200000 |  |  | T8, 1219mm, RAPID START, CRI=75 |  | N/A | UNSET | N/A | N/A | TRUE | N/A | 0 | N/A | 0 | 0 | 0 | 0 | 0 | UNSET | N/A | N/A | FIXED | N/A | General Luminaries, Non Directional | UNSET | N/A |  | N/A | N/A | N/A | 0 | L1 | 0 | N/A | N/A | N/A | 0 | UNSET | UNSET | 0 | 0 | 0 | 0 | 0 | [9 empty] | N/A |  |  |  | 23.80.70.11.11 |  |  | P1 |  |  |  | 1291.669250 | Lighting - Dwelling Unit | 1 | L41C | 6 |  |  | 2900.000000 | 32 | [9 empty] | Glass - White, High Luminance |  | 2.400000 | 0.300000 | Metal - Paint Finish - Ivory, Glossy | Metal - Paint Finish - Ivory, Glossy
712 | 1DC1 | 0 | 746494 | New Construction | N/A |  | 0 |  | 0 |  | 103542 | Point+HemiSpherical | 45511 |  | 53382 | REF TYPE MARK | 0 | P1 - Length as Shown | 0 | 86931 | 91756,91757,91758,91759,91760,91761,91762,103388,103389,103390,103391,103392,103393,103394,103395,103404 | 1MPejKGxvAxOPe64yBS0H_ | 1 |  | M_Pendant Light - Linear:P1 - Length as Shown:P1 - Length as Shown:746494 |  | NO | N/A | 712 | N/A | 16777215 | N/A | N/A | N/A | N/A | N/A |  | 120 V/1-150 VA | N/A | Linked Revit Model : Clinic_A.rvt | UNSET |  |  | Level: Level 1 | UNSET | F | 0 | 2.680000 |  | 1614.586563 | 0 | 0.050000 |  |  |  | 1.200000 |  |  | T8, 1219mm, RAPID START, CRI=75 |  | N/A | UNSET | N/A | N/A | TRUE | N/A | 0 | N/A | 0 | 0 | 0 | 0 | 0 | UNSET | N/A | N/A | FIXED | N/A | General Luminaries, Non Directional | UNSET | N/A |  | N/A | N/A | N/A | 0 | L1 | 0 | N/A | N/A | N/A | 0 | UNSET | UNSET | 0 | 0 | 0 | 0 | 0 | [9 empty] | N/A |  |  |  | 23.80.70.11.11 |  |  | P1 |  |  |  | 1291.669250 | Lighting - Dwelling Unit | 1 | L41C | 6 |  |  | 2900.000000 | 32 | [9 empty] | Glass - White, High Luminance |  | 2.400000 | 0.300000 | Metal - Paint Finish - Ivory, Glossy | Metal - Paint Finish - Ivory, Glossy
713 | 1DC1 | 0 | 746528 | New Construction | N/A |  | 0 |  | 0 |  | 103542 | Point+HemiSpherical | 45512 |  | 53383 | REF TYPE MARK | 0 | P1 - Length as Shown | 0 | 86930 | 91763,91764,91765,91766,91767,91768,91769,103388,103389,103390,103391,103392,103393,103394,103395,103404 | 1MPejKGxvAxOPe64yBS0EW | 1 |  | M_Pendant Light - Linear:P1 - Length as Shown:P1 - Length as Shown:746528 |  | NO | N/A | 713 | N/A | 16777215 | N/A | N/A | N/A | N/A | N/A |  | 120 V/1-150 VA | N/A | Linked Revit Model : Clinic_A.rvt | UNSET |  |  | Level: Level 1 | UNSET | F | 0 | 2.680000 |  | 1614.586563 | 0 | 0.050000 |  |  |  | 1.200000 |  |  | T8, 1219mm, RAPID START, CRI=75 |  | N/A | UNSET | N/A | N/A | TRUE | N/A | 0 | N/A | 0 | 0 | 0 | 0 | 0 | UNSET | N/A | N/A | FIXED | N/A | General Luminaries, Non Directional | UNSET | N/A |  | N/A | N/A | N/A | 0 | L1 | 0 | N/A | N/A | N/A | 0 | UNSET | UNSET | 0 | 0 | 0 | 0 | 0 | [9 empty] | N/A |  |  |  | 23.80.70.11.11 |  |  | P1 |  |  |  | 1291.669250 | Lighting - Dwelling Unit | 1 | L41C | 6 |  |  | 2900.000000 | 32 | [9 empty] | Glass - White, High Luminance |  | 2.400000 | 0.300000 | Metal - Paint Finish - Ivory, Glossy | Metal - Paint Finish - Ivory, Glossy
714 | 1DC1 | 0 | 746576 | New Construction | N/A |  | 0 |  | 0 |  | 103542 | Point+HemiSpherical | 45513 |  | 53384 | REF TYPE MARK | 0 | P1 - Length as Shown | 0 | 86929 | 91770,91771,91772,91773,91774,91775,91776,103388,103389,103390,103391,103392,103393,103394,103395,103404 | 1MPejKGxvAxOPe64yBS0FG | 1 |  | M_Pendant Light - Linear:P1 - Length as Shown:P1 - Length as Shown:746576 |  | NO | N/A | 714 | N/A | 16777215 | N/A | N/A | N/A | N/A | N/A |  | 120 V/1-150 VA | N/A | Linked Revit Model : Clinic_A.rvt | UNSET |  |  | Level: Level 1 | UNSET | F | 0 | 2.680000 |  | 1614.586563 | 0 | 0.050000 |  |  |  | 1.200000 |  |  | T8, 1219mm, RAPID START, CRI=75 |  | N/A | UNSET | N/A | N/A | TRUE | N/A | 0 | N/A | 0 | 0 | 0 | 0 | 0 | UNSET | N/A | N/A | FIXED | N/A | General Luminaries, Non Directional | UNSET | N/A |  | N/A | N/A | N/A | 0 | L1 | 0 | N/A | N/A | N/A | 0 | UNSET | UNSET | 0 | 0 | 0 | 0 | 0 | [9 empty] | N/A |  |  |  | 23.80.70.11.11 |  |  | P1 |  |  |  | 1291.669250 | Lighting - Dwelling Unit | 1 | L41C | 6 |  |  | 2900.000000 | 32 | [9 empty] | Glass - White, High Luminance |  | 2.400000 | 0.300000 | Metal - Paint Finish - Ivory, Glossy | Metal - Paint Finish - Ivory, Glossy
1037 | 1DC1 | 0 | 927298 | New Construction | N/A |  | 0 |  | 0 |  | 103542 | Point+HemiSpherical | 46756 |  | 43982 | REF TYPE MARK | 0 | T1 | 0 | 103260 | 99765,99766,99767,99768,99769,99770,99771,103284,103285,103286,103287,103288,103289,103290,103291,103292 | 0Oe4W3Rwf1Dht7uPdCMYHr | 1 |  | M_Sconce Light - Sphere:T1:T1:927298 |  | NO | N/A | 1037 | N/A | 16777215 | N/A | N/A | N/A | N/A | N/A |  | 120 V/1-100 VA | N/A | <not associated> | UNSET |  |  | Level: Level 1 | UNSET | F | 0 | 2.500000 |  | 1076.391042 | 0 | 0.050000 |  |  |  | 1.900000 |  |  | - |  | N/A | UNSET | N/A | N/A | TRUE | N/A | 0 | N/A | 0 | 0 | 0 | 0 | 0 | UNSET | N/A | N/A | FIXED | N/A | General Luminaries, Non Directional | UNSET | N/A | D5020220 | N/A | N/A | N/A | 0 | L1 | 0 | N/A | N/A | N/A | 0 | UNSET | UNSET | 0 | 0 | 0 | 0 | 0 | [9 empty] | N/A | Lighting - Incandescent |  |  | 23.80.70.11.11 |  |  | T1 |  |  |  | 1291.669250 | Lighting - Dwelling Unit | 1 | L41C | 8 |  |  | 2900.000000 | [7 empty] | Glass - Frosted | 0.200000
1038 | 1DC1 | 0 | 927365 | New Construction | N/A |  | 0 |  | 0 |  | 103542 | Point+HemiSpherical | 46757 |  | 43983 | REF TYPE MARK | 0 | T1 | 0 | 103260 | 99772,99773,99774,99775,99776,99777,99778,103284,103285,103286,103287,103288,103289,103290,103291,103292 | 0Oe4W3Rwf1Dht7uPdCMYIo | 1 |  | M_Sconce Light - Sphere:T1:T1:927365 |  | NO | N/A | 1038 | N/A | 16777215 | N/A | N/A | N/A | N/A | N/A |  | 120 V/1-100 VA | N/A | <not associated> | UNSET |  |  | Level: Level 1 | UNSET | F | 0 | 2.500000 |  | 1076.391042 | 0 | 0.050000 |  |  |  | 1.900000 |  |  | - |  | N/A | UNSET | N/A | N/A | TRUE | N/A | 0 | N/A | 0 | 0 | 0 | 0 | 0 | UNSET | N/A | N/A | FIXED | N/A | General Luminaries, Non Directional | UNSET | N/A | D5020220 | N/A | N/A | N/A | 0 | L1 | 0 | N/A | N/A | N/A | 0 | UNSET | UNSET | 0 | 0 | 0 | 0 | 0 | [9 empty] | N/A | Lighting - Incandescent |  |  | 23.80.70.11.11 |  |  | T1 |  |  |  | 1291.669250 | Lighting - Dwelling Unit | 1 | L41C | 8 |  |  | 2900.000000 | [7 empty] | Glass - Frosted | 0.200000
1039 | 1DC1 | 0 | 927616 | New Construction | N/A |  | 0 |  | 0 |  | 103542 | Point+HemiSpherical | 46758 |  | 43984 | REF TYPE MARK | 0 | T1 | 0 | 103260 | 99779,99780,99781,99782,99783,99784,99785,103284,103285,103286,103287,103288,103289,103290,103291,103292 | 08GdY_8_fDohnDfeW7zj1g | 1 |  | M_Sconce Light - Sphere:T1:T1:927616 |  | NO | N/A | 1039 | N/A | 16777215 | N/A | N/A | N/A | N/A | N/A |  | 120 V/1-100 VA | N/A | Grid : D.9 | UNSET |  |  | Level: Level 1 | UNSET | F | 0 | 2.000000 |  | 1076.391042 | 0 | 0.050000 |  |  |  | 1.900000 |  |  | - |  | N/A | UNSET | N/A | N/A | TRUE | N/A | 0 | N/A | 0 | 0 | 0 | 0 | 0 | UNSET | N/A | N/A | FIXED | N/A | General Luminaries, Non Directional | UNSET | N/A | D5020220 | N/A | N/A | N/A | 0 | L1 | 0 | N/A | N/A | N/A | 0 | UNSET | UNSET | 0 | 0 | 0 | 0 | 0 | [9 empty] | N/A | Lighting - Incandescent |  |  | 23.80.70.11.11 |  |  | T1 |  |  |  | 1291.669250 | Lighting - Dwelling Unit | 1 | L41C | 8 |  |  | 2900.000000 | [7 empty] | Glass - Frosted | 0.200000
1040 | 1DC1 | 0 | 927617 | New Construction | N/A |  | 0 |  | 0 |  | 103542 | Point+HemiSpherical | 46759 |  | 43985 | REF TYPE MARK | 0 | T1 | 0 | 103260 | 99786,99787,99788,99789,99790,99791,99792,103284,103285,103286,103287,103288,103289,103290,103291,103292 | 08GdY_8_fDohnDfeW7zj1h | 1 |  | M_Sconce Light - Sphere:T1:T1:927617 |  | NO | N/A | 1040 | N/A | 16777215 | N/A | N/A | N/A | N/A | N/A |  | 120 V/1-100 VA | N/A | Linked Revit Model : Clinic_A.rvt | UNSET |  |  | Level: Level 1 | UNSET | F | 0 | 2.000000 |  | 1076.391042 | 0 | 0.050000 |  |  |  | 1.900000 |  |  | - |  | N/A | UNSET | N/A | N/A | TRUE | N/A | 0 | N/A | 0 | 0 | 0 | 0 | 0 | UNSET | N/A | N/A | FIXED | N/A | General Luminaries, Non Directional | UNSET | N/A | D5020220 | N/A | N/A | N/A | 0 | L1 | 0 | N/A | N/A | N/A | 0 | UNSET | UNSET | 0 | 0 | 0 | 0 | 0 | [9 empty] | N/A | Lighting - Incandescent |  |  | 23.80.70.11.11 |  |  | T1 |  |  |  | 1291.669250 | Lighting - Dwelling Unit | 1 | L41C | 8 |  |  | 2900.000000 | [7 empty] | Glass - Frosted | 0.200000
1063 | 1DC1 | 0 | 746741 | New Construction | N/A |  | 0 |  | 0 |  | 103542 | Point+HemiSpherical | 45514 |  | 53385 | REF TYPE MARK | 0 | SB - 102mm Diameter | 0 |  | 91777,91778,91779,91780,91781,91782,91783,103525,103526,103527,103528,103529,103530,103531,103532 | 1MPejKGxvAxOPe64yBS0Dr | 1 |  | M_Downlight - Recessed Can:SB - 102mm Diameter:SB - 102mm Diameter:746741 |  | NO | N/A | 1063 | N/A | 16777215 | N/A | N/A | N/A | N/A | N/A |  | 120 V/1-100 VA | N/A | Linked Revit Model : Clinic_A.rvt | UNSET |  |  | Level: Level 1 | UNSET | F | 0 | 2.800000 |  | 1076.391042 | 0 | 0.050000 |  |  |  | 1.200000 |  |  | T4, QUAD TUBE, CRI=82 |  | N/A | UNSET | N/A | N/A | TRUE | N/A | 0 | N/A | 0 | 0 | 0 | 0 | 0 | UNSET | N/A | N/A | FIXED | N/A | Downlights | UNSET | N/A | D5020220 | N/A | N/A | N/A | 0 | L1 | 0 | N/A | N/A | N/A | 0 | UNSET | UNSET | 0 | 0 | 0 | 0 | 0 | [9 empty] | N/A | Lighting - Incandescent |  |  | 23.80.70.11.14.11 |  |  | SB |  |  | 0.100000 | 1291.669250 | Lighting - Dwelling Unit | 1 | L41C | 6 | 0.200000 | 0.200000 | 1200.000000 | 18 | 0.087300
1064 | 1DC1 | 0 | 746836 | New Construction | N/A |  | 0 |  | 0 |  | 103542 | Point+HemiSpherical | 45515 |  | 53386 | REF TYPE MARK | 0 | SB - 102mm Diameter | 0 |  | 91784,91785,91786,91787,91788,91789,91790,103525,103526,103527,103528,103529,103530,103531,103532 | 1MPejKGxvAxOPe64yBS0BK | 1 |  | M_Downlight - Recessed Can:SB - 102mm Diameter:SB - 102mm Diameter:746836 |  | NO | N/A | 1064 | N/A | 16777215 | N/A | N/A | N/A | N/A | N/A |  | 120 V/1-100 VA | N/A | Linked Revit Model : Clinic_A.rvt | UNSET |  |  | Level: Level 1 | UNSET | F | 0 | 2.800000 |  | 1076.391042 | 0 | 0.050000 |  |  |  | 1.200000 |  |  | T4, QUAD TUBE, CRI=82 |  | N/A | UNSET | N/A | N/A | TRUE | N/A | 0 | N/A | 0 | 0 | 0 | 0 | 0 | UNSET | N/A | N/A | FIXED | N/A | Downlights | UNSET | N/A | D5020220 | N/A | N/A | N/A | 0 | L1 | 0 | N/A | N/A | N/A | 0 | UNSET | UNSET | 0 | 0 | 0 | 0 | 0 | [9 empty] | N/A | Lighting - Incandescent |  |  | 23.80.70.11.14.11 |  |  | SB |  |  | 0.100000 | 1291.669250 | Lighting - Dwelling Unit | 1 | L41C | 6 | 0.200000 | 0.200000 | 1200.000000 | 18 | 0.087300
1065 | 1DC1 | 0 | 746870 | New Construction | N/A |  | 0 |  | 0 |  | 103542 | Point+HemiSpherical | 45516 |  | 53387 | REF TYPE MARK | 0 | SB - 102mm Diameter | 0 |  | 91791,91792,91793,91794,91795,91796,91797,103525,103526,103527,103528,103529,103530,103531,103532 | 1MPejKGxvAxOPe64yBS0Bs | 1 |  | M_Downlight - Recessed Can:SB - 102mm Diameter:SB - 102mm Diameter:746870 |  | NO | N/A | 1065 | N/A | 16777215 | N/A | N/A | N/A | N/A | N/A |  | 120 V/1-100 VA | N/A | Linked Revit Model : Clinic_A.rvt | UNSET |  |  | Level: Level 1 | UNSET | F | 0 | 2.800000 |  | 1076.391042 | 0 | 0.050000 |  |  |  | 1.200000 |  |  | T4, QUAD TUBE, CRI=82 |  | N/A | UNSET | N/A | N/A | TRUE | N/A | 0 | N/A | 0 | 0 | 0 | 0 | 0 | UNSET | N/A | N/A | FIXED | N/A | Downlights | UNSET | N/A | D5020220 | N/A | N/A | N/A | 0 | L1 | 0 | N/A | N/A | N/A | 0 | UNSET | UNSET | 0 | 0 | 0 | 0 | 0 | [9 empty] | N/A | Lighting - Incandescent |  |  | 23.80.70.11.14.11 |  |  | SB |  |  | 0.100000 | 1291.669250 | Lighting - Dwelling Unit | 1 | L41C | 6 | 0.200000 | 0.200000 | 1200.000000 | 18 | 0.087300
1066 | 1DC1 | 0 | 746910 | New Construction | N/A |  | 0 |  | 0 |  | 103542 | Point+HemiSpherical | 45517 |  | 53388 | REF TYPE MARK | 0 | SB - 102mm Diameter | 0 |  | 91798,91799,91800,91801,91802,91803,91804,103525,103526,103527,103528,103529,103530,103531,103532 | 1MPejKGxvAxOPe64yBS08U | 1 |  | M_Downlight - Recessed Can:SB - 102mm Diameter:SB - 102mm Diameter:746910 |  | NO | N/A | 1066 | N/A | 16777215 | N/A | N/A | N/A | N/A | N/A |  | 120 V/1-100 VA | N/A | Linked Revit Model : Clinic_A.rvt | UNSET |  |  | Level: Level 1 | UNSET | F | 0 | 2.800000 |  | 1076.391042 | 0 | 0.050000 |  |  |  | 1.200000 |  |  | T4, QUAD TUBE, CRI=82 |  | N/A | UNSET | N/A | N/A | TRUE | N/A | 0 | N/A | 0 | 0 | 0 | 0 | 0 | UNSET | N/A | N/A | FIXED | N/A | Downlights | UNSET | N/A | D5020220 | N/A | N/A | N/A | 0 | L1 | 0 | N/A | N/A | N/A | 0 | UNSET | UNSET | 0 | 0 | 0 | 0 | 0 | [9 empty] | N/A | Lighting - Incandescent |  |  | 23.80.70.11.14.11 |  |  | SB |  |  | 0.100000 | 1291.669250 | Lighting - Dwelling Unit | 1 | L41C | 6 | 0.200000 | 0.200000 | 1200.000000 | 18 | 0.087300
1067 | 1DC1 | 0 | 746973 | New Construction | N/A |  | 0 |  | 0 |  | 103542 | Point+HemiSpherical | 45518 |  | 53389 | REF TYPE MARK | 0 | SB - 102mm Diameter | 0 |  | 91805,91806,91807,91808,91809,91810,91811,103525,103526,103527,103528,103529,103530,103531,103532 | 1MPejKGxvAxOPe64yBS09T | 1 |  | M_Downlight - Recessed Can:SB - 102mm Diameter:SB - 102mm Diameter:746973 |  | NO | N/A | 1067 | N/A | 16777215 | N/A | N/A | N/A | N/A | N/A |  | 120 V/1-100 VA | N/A | Linked Revit Model : Clinic_A.rvt | UNSET |  |  | Level: Level 1 | UNSET | F | 0 | 2.680000 |  | 1076.391042 | 0 | 0.050000 |  |  |  | 1.200000 |  |  | T4, QUAD TUBE, CRI=82 |  | N/A | UNSET | N/A | N/A | TRUE | N/A | 0 | N/A | 0 | 0 | 0 | 0 | 0 | UNSET | N/A | N/A | FIXED | N/A | Downlights | UNSET | N/A | D5020220 | N/A | N/A | N/A | 0 | L1 | 0 | N/A | N/A | N/A | 0 | UNSET | UNSET | 0 | 0 | 0 | 0 | 0 | [9 empty] | N/A | Lighting - Incandescent |  |  | 23.80.70.11.14.11 |  |  | SB |  |  | 0.100000 | 1291.669250 | Lighting - Dwelling Unit | 1 | L41C | 6 | 0.200000 | 0.200000 | 1200.000000 | 18 | 0.087300
1068 | 1DC1 | 0 | 747095 | New Construction | N/A |  | 0 |  | 0 |  | 103542 | Point+HemiSpherical | 45519 |  | 53390 | REF TYPE MARK | 0 | SB - 102mm Diameter | 0 |  | 91812,91813,91814,91815,91816,91817,91818,103525,103526,103527,103528,103529,103530,103531,103532 | 1MPejKGxvAxOPe64yBS07N | 1 |  | M_Downlight - Recessed Can:SB - 102mm Diameter:SB - 102mm Diameter:747095 |  | NO | N/A | 1068 | N/A | 16777215 | N/A | N/A | N/A | N/A | N/A |  | 120 V/1-100 VA | N/A | Linked Revit Model : Clinic_A.rvt | UNSET |  |  | Level: Level 1 | UNSET | F | 0 | 2.800000 |  | 1076.391042 | 0 | 0.050000 |  |  |  | 1.200000 |  |  | T4, QUAD TUBE, CRI=82 |  | N/A | UNSET | N/A | N/A | TRUE | N/A | 0 | N/A | 0 | 0 | 0 | 0 | 0 | UNSET | N/A | N/A | FIXED | N/A | Downlights | UNSET | N/A | D5020220 | N/A | N/A | N/A | 0 | L1 | 0 | N/A | N/A | N/A | 0 | UNSET | UNSET | 0 | 0 | 0 | 0 | 0 | [9 empty] | N/A | Lighting - Incandescent |  |  | 23.80.70.11.14.11 |  |  | SB |  |  | 0.100000 | 1291.669250 | Lighting - Dwelling Unit | 1 | L41C | 6 | 0.200000 | 0.200000 | 1200.000000 | 18 | 0.087300
1069 | 1DC1 | 0 | 747203 | New Construction | N/A |  | 0 |  | 0 |  | 103542 | Point+HemiSpherical | 45520 |  | 53391 | REF TYPE MARK | 0 | SB - 102mm Diameter | 0 |  | 91819,91820,91821,91822,91823,91824,91825,103525,103526,103527,103528,103529,103530,103531,103532 | 1MPejKGxvAxOPe64yBS053 | 1 |  | M_Downlight - Recessed Can:SB - 102mm Diameter:SB - 102mm Diameter:747203 |  | NO | N/A | 1069 | N/A | 16777215 | N/A | N/A | N/A | N/A | N/A |  | 120 V/1-100 VA | N/A | Linked Revit Model : Clinic_A.rvt | UNSET |  |  | Level: Level 1 | UNSET | F | 0 | 2.800000 |  | 1076.391042 | 0 | 0.050000 |  |  |  | 1.200000 |  |  | T4, QUAD TUBE, CRI=82 |  | N/A | UNSET | N/A | N/A | TRUE | N/A | 0 | N/A | 0 | 0 | 0 | 0 | 0 | UNSET | N/A | N/A | FIXED | N/A | Downlights | UNSET | N/A | D5020220 | N/A | N/A | N/A | 0 | L1 | 0 | N/A | N/A | N/A | 0 | UNSET | UNSET | 0 | 0 | 0 | 0 | 0 | [9 empty] | N/A | Lighting - Incandescent |  |  | 23.80.70.11.14.11 |  |  | SB |  |  | 0.100000 | 1291.669250 | Lighting - Dwelling Unit | 1 | L41C | 6 | 0.200000 | 0.200000 | 1200.000000 | 18 | 0.087300
1070 | 1DC1 | 0 | 747243 | New Construction | N/A |  | 0 |  | 0 |  | 103542 | Point+HemiSpherical | 45521 |  | 53392 | REF TYPE MARK | 0 | SB - 102mm Diameter | 0 |  | 91826,91827,91828,91829,91830,91831,91832,103525,103526,103527,103528,103529,103530,103531,103532 | 1MPejKGxvAxOPe64yBS05h | 1 |  | M_Downlight - Recessed Can:SB - 102mm Diameter:SB - 102mm Diameter:747243 |  | NO | N/A | 1070 | N/A | 16777215 | N/A | N/A | N/A | N/A | N/A |  | 120 V/1-100 VA | N/A | Linked Revit Model : Clinic_A.rvt | UNSET |  |  | Level: Level 1 | UNSET | F | 0 | 2.800000 |  | 1076.391042 | 0 | 0.050000 |  |  |  | 1.200000 |  |  | T4, QUAD TUBE, CRI=82 |  | N/A | UNSET | N/A | N/A | TRUE | N/A | 0 | N/A | 0 | 0 | 0 | 0 | 0 | UNSET | N/A | N/A | FIXED | N/A | Downlights | UNSET | N/A | D5020220 | N/A | N/A | N/A | 0 | L1 | 0 | N/A | N/A | N/A | 0 | UNSET | UNSET | 0 | 0 | 0 | 0 | 0 | [9 empty] | N/A | Lighting - Incandescent |  |  | 23.80.70.11.14.11 |  |  | SB |  |  | 0.100000 | 1291.669250 | Lighting - Dwelling Unit | 1 | L41C | 6 | 0.200000 | 0.200000 | 1200.000000 | 18 | 0.087300
1071 | 1DC1 | 0 | 747315 | New Construction | N/A |  | 0 |  | 0 |  | 103542 | Point+HemiSpherical | 45522 |  | 53393 | REF TYPE MARK | 0 | SB - 102mm Diameter | 0 |  | 91833,91834,91835,91836,91837,91838,91839,103525,103526,103527,103528,103529,103530,103531,103532 | 1MPejKGxvAxOPe64yBS02p | 1 |  | M_Downlight - Recessed Can:SB - 102mm Diameter:SB - 102mm Diameter:747315 |  | NO | N/A | 1071 | N/A | 16777215 | N/A | N/A | N/A | N/A | N/A |  | 120 V/1-100 VA | N/A | Linked Revit Model : Clinic_A.rvt | UNSET |  |  | Level: Level 1 | UNSET | F | 0 | 2.800000 |  | 1076.391042 | 0 | 0.050000 |  |  |  | 1.200000 |  |  | T4, QUAD TUBE, CRI=82 |  | N/A | UNSET | N/A | N/A | TRUE | N/A | 0 | N/A | 0 | 0 | 0 | 0 | 0 | UNSET | N/A | N/A | FIXED | N/A | Downlights | UNSET | N/A | D5020220 | N/A | N/A | N/A | 0 | L1 | 0 | N/A | N/A | N/A | 0 | UNSET | UNSET | 0 | 0 | 0 | 0 | 0 | [9 empty] | N/A | Lighting - Incandescent |  |  | 23.80.70.11.14.11 |  |  | SB |  |  | 0.100000 | 1291.669250 | Lighting - Dwelling Unit | 1 | L41C | 6 | 0.200000 | 0.200000 | 1200.000000 | 18 | 0.087300
1072 | 1DC1 | 0 | 747370 | New Construction | N/A |  | 0 |  | 0 |  | 103542 | Point+HemiSpherical | 45523 |  | 53394 | REF TYPE MARK | 0 | SB - 102mm Diameter | 0 |  | 91840,91841,91842,91843,91844,91845,91846,103525,103526,103527,103528,103529,103530,103531,103532 | 1MPejKGxvAxOPe64yBS03g | 1 |  | M_Downlight - Recessed Can:SB - 102mm Diameter:SB - 102mm Diameter:747370 |  | NO | N/A | 1072 | N/A | 16777215 | N/A | N/A | N/A | N/A | N/A |  | 120 V/1-100 VA | N/A | Linked Revit Model : Clinic_A.rvt | UNSET |  |  | Level: Level 1 | UNSET | F | 0 | 2.800000 |  | 1076.391042 | 0 | 0.050000 |  |  |  | 1.200000 |  |  | T4, QUAD TUBE, CRI=82 |  | N/A | UNSET | N/A | N/A | TRUE | N/A | 0 | N/A | 0 | 0 | 0 | 0 | 0 | UNSET | N/A | N/A | FIXED | N/A | Downlights | UNSET | N/A | D5020220 | N/A | N/A | N/A | 0 | L1 | 0 | N/A | N/A | N/A | 0 | UNSET | UNSET | 0 | 0 | 0 | 0 | 0 | [9 empty] | N/A | Lighting - Incandescent |  |  | 23.80.70.11.14.11 |  |  | SB |  |  | 0.100000 | 1291.669250 | Lighting - Dwelling Unit | 1 | L41C | 6 | 0.200000 | 0.200000 | 1200.000000 | 18 | 0.087300
1073 | 1DC1 | 0 | 747461 | New Construction | N/A |  | 0 |  | 0 |  | 103542 | Point+HemiSpherical | 45524 |  | 53395 | REF TYPE MARK | 0 | SB - 102mm Diameter | 0 |  | 91847,91848,91849,91850,91851,91852,91853,103525,103526,103527,103528,103529,103530,103531,103532 | 1MPejKGxvAxOPe64yBS015 | 1 |  | M_Downlight - Recessed Can:SB - 102mm Diameter:SB - 102mm Diameter:747461 |  | NO | N/A | 1073 | N/A | 16777215 | N/A | N/A | N/A | N/A | N/A |  | 120 V/1-100 VA | N/A | Linked Revit Model : Clinic_A.rvt | UNSET |  |  | Level: Level 1 | UNSET | F | 0 | 2.800000 |  | 1076.391042 | 0 | 0.050000 |  |  |  | 1.200000 |  |  | T4, QUAD TUBE, CRI=82 |  | N/A | UNSET | N/A | N/A | TRUE | N/A | 0 | N/A | 0 | 0 | 0 | 0 | 0 | UNSET | N/A | N/A | FIXED | N/A | Downlights | UNSET | N/A | D5020220 | N/A | N/A | N/A | 0 | L1 | 0 | N/A | N/A | N/A | 0 | UNSET | UNSET | 0 | 0 | 0 | 0 | 0 | [9 empty] | N/A | Lighting - Incandescent |  |  | 23.80.70.11.14.11 |  |  | SB |  |  | 0.100000 | 1291.669250 | Lighting - Dwelling Unit | 1 | L41C | 6 | 0.200000 | 0.200000 | 1200.000000 | 18 | 0.087300
1076 | 1DC1 | 0 | 747680 | New Construction | N/A |  | 0 |  | 0 |  | 103542 | Point+HemiSpherical | 45527 |  | 53398 | REF TYPE MARK | 0 | SB - 102mm Diameter | 0 |  | 91868,91869,91870,91871,91872,91873,91874,103525,103526,103527,103528,103529,103530,103531,103532 | 1MPejKGxvAxOPe64yBS0yW | 1 |  | M_Downlight - Recessed Can:SB - 102mm Diameter:SB - 102mm Diameter:747680 |  | NO | N/A | 1076 | N/A | 16777215 | N/A | N/A | N/A | N/A | N/A |  | 120 V/1-100 VA | N/A | Linked Revit Model : Clinic_A.rvt | UNSET |  |  | Level: Level 1 | UNSET | F | 0 | 2.680000 |  | 1076.391042 | 0 | 0.050000 |  |  |  | 1.200000 |  |  | T4, QUAD TUBE, CRI=82 |  | N/A | UNSET | N/A | N/A | TRUE | N/A | 0 | N/A | 0 | 0 | 0 | 0 | 0 | UNSET | N/A | N/A | FIXED | N/A | Downlights | UNSET | N/A | D5020220 | N/A | N/A | N/A | 0 | L1 | 0 | N/A | N/A | N/A | 0 | UNSET | UNSET | 0 | 0 | 0 | 0 | 0 | [9 empty] | N/A | Lighting - Incandescent |  |  | 23.80.70.11.14.11 |  |  | SB |  |  | 0.100000 | 1291.669250 | Lighting - Dwelling Unit | 1 | L41C | 6 | 0.200000 | 0.200000 | 1200.000000 | 18 | 0.087300
1077 | 1DC1 | 0 | 747745 | New Construction | N/A |  | 0 |  | 0 |  | 103542 | Point+HemiSpherical | 45528 |  | 53399 | REF TYPE MARK | 0 | SB - 102mm Diameter | 0 |  | 91875,91876,91877,91878,91879,91880,91881,103525,103526,103527,103528,103529,103530,103531,103532 | 1MPejKGxvAxOPe64yBS0zX | 1 |  | M_Downlight - Recessed Can:SB - 102mm Diameter:SB - 102mm Diameter:747745 |  | NO | N/A | 1077 | N/A | 16777215 | N/A | N/A | N/A | N/A | N/A |  | 120 V/1-100 VA | N/A | Linked Revit Model : Clinic_A.rvt | UNSET |  |  | Level: Level 1 | UNSET | F | 0 | 2.800000 |  | 1076.391042 | 0 | 0.050000 |  |  |  | 1.200000 |  |  | T4, QUAD TUBE, CRI=82 |  | N/A | UNSET | N/A | N/A | TRUE | N/A | 0 | N/A | 0 | 0 | 0 | 0 | 0 | UNSET | N/A | N/A | FIXED | N/A | Downlights | UNSET | N/A | D5020220 | N/A | N/A | N/A | 0 | L1 | 0 | N/A | N/A | N/A | 0 | UNSET | UNSET | 0 | 0 | 0 | 0 | 0 | [9 empty] | N/A | Lighting - Incandescent |  |  | 23.80.70.11.14.11 |  |  | SB |  |  | 0.100000 | 1291.669250 | Lighting - Dwelling Unit | 1 | L41C | 6 | 0.200000 | 0.200000 | 1200.000000 | 18 | 0.087300
1078 | 1DC1 | 0 | 747783 | New Construction | N/A |  | 0 |  | 0 |  | 103542 | Point+HemiSpherical | 45529 |  | 53400 | REF TYPE MARK | 0 | SB - 102mm Diameter | 0 |  | 91882,91883,91884,91885,91886,91887,91888,103525,103526,103527,103528,103529,103530,103531,103532 | 1MPejKGxvAxOPe64yBS0w7 | 1 |  | M_Downlight - Recessed Can:SB - 102mm Diameter:SB - 102mm Diameter:747783 |  | NO | N/A | 1078 | N/A | 16777215 | N/A | N/A | N/A | N/A | N/A |  | 120 V/1-100 VA | N/A | Linked Revit Model : Clinic_A.rvt | UNSET |  |  | Level: Level 1 | UNSET | F | 0 | 2.800000 |  | 1076.391042 | 0 | 0.050000 |  |  |  | 1.200000 |  |  | T4, QUAD TUBE, CRI=82 |  | N/A | UNSET | N/A | N/A | TRUE | N/A | 0 | N/A | 0 | 0 | 0 | 0 | 0 | UNSET | N/A | N/A | FIXED | N/A | Downlights | UNSET | N/A | D5020220 | N/A | N/A | N/A | 0 | L1 | 0 | N/A | N/A | N/A | 0 | UNSET | UNSET | 0 | 0 | 0 | 0 | 0 | [9 empty] | N/A | Lighting - Incandescent |  |  | 23.80.70.11.14.11 |  |  | SB |  |  | 0.100000 | 1291.669250 | Lighting - Dwelling Unit | 1 | L41C | 6 | 0.200000 | 0.200000 | 1200.000000 | 18 | 0.087300
1079 | 1DC1 | 0 | 747831 | New Construction | N/A |  | 0 |  | 0 |  | 103542 | Point+HemiSpherical | 45530 |  | 53401 | REF TYPE MARK | 0 | SB - 102mm Diameter | 0 |  | 91889,91890,91891,91892,91893,91894,91895,103525,103526,103527,103528,103529,103530,103531,103532 | 1MPejKGxvAxOPe64yBS0wt | 1 |  | M_Downlight - Recessed Can:SB - 102mm Diameter:SB - 102mm Diameter:747831 |  | NO | N/A | 1079 | N/A | 16777215 | N/A | N/A | N/A | N/A | N/A |  | 120 V/1-100 VA | N/A | Linked Revit Model : Clinic_A.rvt | UNSET |  |  | Level: Level 1 | UNSET | F | 0 | 2.800000 |  | 1076.391042 | 0 | 0.050000 |  |  |  | 1.200000 |  |  | T4, QUAD TUBE, CRI=82 |  | N/A | UNSET | N/A | N/A | TRUE | N/A | 0 | N/A | 0 | 0 | 0 | 0 | 0 | UNSET | N/A | N/A | FIXED | N/A | Downlights | UNSET | N/A | D5020220 | N/A | N/A | N/A | 0 | L1 | 0 | N/A | N/A | N/A | 0 | UNSET | UNSET | 0 | 0 | 0 | 0 | 0 | [9 empty] | N/A | Lighting - Incandescent |  |  | 23.80.70.11.14.11 |  |  | SB |  |  | 0.100000 | 1291.669250 | Lighting - Dwelling Unit | 1 | L41C | 6 | 0.200000 | 0.200000 | 1200.000000 | 18 | 0.087300
1080 | 1DC1 | 0 | 747929 | New Construction | N/A |  | 0 |  | 0 |  | 103542 | Point+HemiSpherical | 45531 |  | 53402 | REF TYPE MARK | 0 | SB - 102mm Diameter | 0 |  | 91896,91897,91898,91899,91900,91901,91902,103525,103526,103527,103528,103529,103530,103531,103532 | 1MPejKGxvAxOPe64yBS0uP | 1 |  | M_Downlight - Recessed Can:SB - 102mm Diameter:SB - 102mm Diameter:747929 |  | NO | N/A | 1080 | N/A | 16777215 | N/A | N/A | N/A | N/A | N/A |  | 120 V/1-100 VA | N/A | Linked Revit Model : Clinic_A.rvt | UNSET |  |  | Level: Level 1 | UNSET | F | 0 | 2.680000 |  | 1076.391042 | 0 | 0.050000 |  |  |  | 1.200000 |  |  | T4, QUAD TUBE, CRI=82 |  | N/A | UNSET | N/A | N/A | TRUE | N/A | 0 | N/A | 0 | 0 | 0 | 0 | 0 | UNSET | N/A | N/A | FIXED | N/A | Downlights | UNSET | N/A | D5020220 | N/A | N/A | N/A | 0 | L1 | 0 | N/A | N/A | N/A | 0 | UNSET | UNSET | 0 | 0 | 0 | 0 | 0 | [9 empty] | N/A | Lighting - Incandescent |  |  | 23.80.70.11.14.11 |  |  | SB |  |  | 0.100000 | 1291.669250 | Lighting - Dwelling Unit | 1 | L41C | 6 | 0.200000 | 0.200000 | 1200.000000 | 18 | 0.087300
1081 | 1DC1 | 0 | 747965 | New Construction | N/A |  | 0 |  | 0 |  | 103542 | Point+HemiSpherical | 45532 |  | 53403 | REF TYPE MARK | 0 | SBB - 102 Diameter | 0 |  | 91903,91904,91905,91906,91907,91908,91909,103313,103314,103315,103316,103317,103318,103319,103321 | 1MPejKGxvAxOPe64yBS0uz | 1 |  | M_Downlight - Recessed Can:SBB - 102 Diameter:SBB - 102 Diameter:747965 |  | YES | N/A | 1081 | N/A | 16777215 | N/A | N/A | N/A | N/A | N/A |  | 120 V/1-100 VA | N/A | Linked Revit Model : Clinic_A.rvt | UNSET |  |  | Level: Level 1 | UNSET | F | 0 | 2.680000 |  | 1076.391042 | 0 | 0.050000 |  |  |  | 1.200000 |  |  | T4, QUAD TUBE, CRI=82 |  | N/A | UNSET | N/A | N/A | TRUE | N/A | 0 | N/A | 0 | 0 | 0 | 0 | 0 | UNSET | N/A | N/A | FIXED | N/A | Downlights | UNSET | N/A | D5020220 | N/A | N/A | N/A | 0 | L1 | 0 | N/A | N/A | N/A | 0 | UNSET | UNSET | 0 | 0 | 0 | 0 | 0 | [9 empty] | N/A | Lighting - Incandescent |  |  | 23.80.70.11.14.11 |  |  | SBB |  |  | 0.100000 | 1291.669250 | Lighting - Dwelling Unit | 1 | L41C | 6 | 0.200000 | 0.200000 | 1200.000000 | 18 | 0.087300
1082 | 1DC1 | 0 | 748022 | New Construction | N/A |  | 0 |  | 0 |  | 103542 | Point+HemiSpherical | 45533 |  | 53404 | REF TYPE MARK | 0 | SB - 102mm Diameter | 0 |  | 91910,91911,91912,91913,91914,91915,91916,103525,103526,103527,103528,103529,103530,103531,103532 | 1MPejKGxvAxOPe64yBS0vs | 1 |  | M_Downlight - Recessed Can:SB - 102mm Diameter:SB - 102mm Diameter:748022 |  | NO | N/A | 1082 | N/A | 16777215 | N/A | N/A | N/A | N/A | N/A |  | 120 V/1-100 VA | N/A | Linked Revit Model : Clinic_A.rvt | UNSET |  |  | Level: Level 1 | UNSET | F | 0 | 2.800000 |  | 1076.391042 | 0 | 0.050000 |  |  |  | 1.200000 |  |  | T4, QUAD TUBE, CRI=82 |  | N/A | UNSET | N/A | N/A | TRUE | N/A | 0 | N/A | 0 | 0 | 0 | 0 | 0 | UNSET | N/A | N/A | FIXED | N/A | Downlights | UNSET | N/A | D5020220 | N/A | N/A | N/A | 0 | L1 | 0 | N/A | N/A | N/A | 0 | UNSET | UNSET | 0 | 0 | 0 | 0 | 0 | [9 empty] | N/A | Lighting - Incandescent |  |  | 23.80.70.11.14.11 |  |  | SB |  |  | 0.100000 | 1291.669250 | Lighting - Dwelling Unit | 1 | L41C | 6 | 0.200000 | 0.200000 | 1200.000000 | 18 | 0.087300
1083 | 1DC1 | 0 | 748080 | New Construction | N/A |  | 0 |  | 0 |  | 103542 | Point+HemiSpherical | 45534 |  | 53405 | REF TYPE MARK | 0 | SB - 102mm Diameter | 0 |  | 91917,91918,91919,91920,91921,91922,91923,103525,103526,103527,103528,103529,103530,103531,103532 | 1MPejKGxvAxOPe64yBS0sm | 1 |  | M_Downlight - Recessed Can:SB - 102mm Diameter:SB - 102mm Diameter:748080 |  | NO | N/A | 1083 | N/A | 16777215 | N/A | N/A | N/A | N/A | N/A |  | 120 V/1-100 VA | N/A | Linked Revit Model : Clinic_A.rvt | UNSET |  |  | Level: Level 1 | UNSET | F | 0 | 2.800000 |  | 1076.391042 | 0 | 0.050000 |  |  |  | 1.200000 |  |  | T4, QUAD TUBE, CRI=82 |  | N/A | UNSET | N/A | N/A | TRUE | N/A | 0 | N/A | 0 | 0 | 0 | 0 | 0 | UNSET | N/A | N/A | FIXED | N/A | Downlights | UNSET | N/A | D5020220 | N/A | N/A | N/A | 0 | L1 | 0 | N/A | N/A | N/A | 0 | UNSET | UNSET | 0 | 0 | 0 | 0 | 0 | [9 empty] | N/A | Lighting - Incandescent |  |  | 23.80.70.11.14.11 |  |  | SB |  |  | 0.100000 | 1291.669250 | Lighting - Dwelling Unit | 1 | L41C | 6 | 0.200000 | 0.200000 | 1200.000000 | 18 | 0.087300
1084 | 1DC1 | 0 | 748138 | New Construction | N/A |  | 0 |  | 0 |  | 103542 | Point+HemiSpherical | 45535 |  | 53406 | REF TYPE MARK | 0 | SB - 102mm Diameter | 0 |  | 91924,91925,91926,91927,91928,91929,91930,103525,103526,103527,103528,103529,103530,103531,103532 | 1MPejKGxvAxOPe64yBS0tg | 1 |  | M_Downlight - Recessed Can:SB - 102mm Diameter:SB - 102mm Diameter:748138 |  | NO | N/A | 1084 | N/A | 16777215 | N/A | N/A | N/A | N/A | N/A |  | 120 V/1-100 VA | N/A | Linked Revit Model : Clinic_A.rvt | UNSET |  |  | Level: Level 1 | UNSET | F | 0 | 2.800000 |  | 1076.391042 | 0 | 0.050000 |  |  |  | 1.200000 |  |  | T4, QUAD TUBE, CRI=82 |  | N/A | UNSET | N/A | N/A | TRUE | N/A | 0 | N/A | 0 | 0 | 0 | 0 | 0 | UNSET | N/A | N/A | FIXED | N/A | Downlights | UNSET | N/A | D5020220 | N/A | N/A | N/A | 0 | L1 | 0 | N/A | N/A | N/A | 0 | UNSET | UNSET | 0 | 0 | 0 | 0 | 0 | [9 empty] | N/A | Lighting - Incandescent |  |  | 23.80.70.11.14.11 |  |  | SB |  |  | 0.100000 | 1291.669250 | Lighting - Dwelling Unit | 1 | L41C | 6 | 0.200000 | 0.200000 | 1200.000000 | 18 | 0.087300
1118 | 1DC1 | 0 | 751529 | New Construction | N/A |  | 0 |  | 0 |  | 103542 | Point+HemiSpherical | 45573 |  | 53444 | REF TYPE MARK | 0 | LV - 203mm Diameter | 0 |  | 92190,92191,92192,92193,92194,92195,92196,103413,103414,103415,103416,103417,103418,103419,103420 | 1MPejKGxvAxOPe64yBS10f | 1 |  | M_Downlight - Recessed Can:LV - 203mm Diameter:LV - 203mm Diameter:751529 |  | NO | N/A | 1118 | N/A | 16777215 | N/A | N/A | N/A | N/A | N/A |  | 120 V/1-100 VA | N/A | Linked Revit Model : Clinic_A.rvt | UNSET |  |  | Level: Level 1 | UNSET | F | 0 | 2.500000 |  | 1076.391042 | 0 | 0.050000 |  |  |  | 1.200000 |  |  | MR16 |  | N/A | UNSET | N/A | N/A | TRUE | N/A | 0 | N/A | 0 | 0 | 0 | 0 | 0 | UNSET | N/A | N/A | FIXED | N/A | Downlights | UNSET | N/A | D5020220 | N/A | N/A | N/A | 0 | L1 | 0 | N/A | N/A | N/A | 0 | UNSET | UNSET | 0 | 0 | 0 | 0 | 0 | [9 empty] | N/A | Lighting - Incandescent |  |  | 23.80.70.11.14.11 |  |  | LV |  |  | 0.100000 | 1291.669250 | Lighting - Dwelling Unit | 1 | L41C | 8 | 0.200000 | 0.200000 | 0.000000 | 50 | 0.087300
1207 | 1DC1 | 0 | 927191 | New Construction | N/A |  | 0 |  | 0 |  | 103542 | Point+HemiSpherical | 46753 |  | 53857 | REF TYPE MARK | 0 | LV - 203mm Diameter | 0 |  | 99744,99745,99746,99747,99748,99749,99750,103413,103414,103415,103416,103417,103418,103419,103420 | 0Oe4W3Rwf1Dht7uPdCMYVW | 1 |  | M_Downlight - Recessed Can:LV - 203mm Diameter:LV - 203mm Diameter:927191 |  | NO | N/A | 1207 | N/A | 16777215 | N/A | N/A | N/A | N/A | N/A |  | 120 V/1-100 VA | N/A | Linked Revit Model : Clinic_A.rvt | UNSET |  |  | Level: Level 1 | UNSET | F | 0 | 2.500000 |  | 1076.391042 | 0 | 0.050000 |  |  |  | 1.200000 |  |  | MR16 |  | N/A | UNSET | N/A | N/A | TRUE | N/A | 0 | N/A | 0 | 0 | 0 | 0 | 0 | UNSET | N/A | N/A | FIXED | N/A | Downlights | UNSET | N/A | D5020220 | N/A | N/A | N/A | 0 | L1 | 0 | N/A | N/A | N/A | 0 | UNSET | UNSET | 0 | 0 | 0 | 0 | 0 | [9 empty] | N/A | Lighting - Incandescent |  |  | 23.80.70.11.14.11 |  |  | LV |  |  | 0.100000 | 1291.669250 | Lighting - Dwelling Unit | 1 | L41C | 8 | 0.200000 | 0.200000 | 0.000000 | 50 | 0.087300
1208 | 1DC1 | 0 | 927219 | New Construction | N/A |  | 0 |  | 0 |  | 103542 | Point+HemiSpherical | 46754 |  | 53858 | REF TYPE MARK | 0 | LV - 203mm Diameter | 0 |  | 99751,99752,99753,99754,99755,99756,99757,103413,103414,103415,103416,103417,103418,103419,103420 | 0Oe4W3Rwf1Dht7uPdCMYV4 | 1 |  | M_Downlight - Recessed Can:LV - 203mm Diameter:LV - 203mm Diameter:927219 |  | NO | N/A | 1208 | N/A | 16777215 | N/A | N/A | N/A | N/A | N/A |  | 120 V/1-100 VA | N/A | <not associated> | UNSET |  |  | Level: Level 1 | UNSET | F | 0 | 2.500000 |  | 1076.391042 | 0 | 0.050000 |  |  |  | 1.200000 |  |  | MR16 |  | N/A | UNSET | N/A | N/A | TRUE | N/A | 0 | N/A | 0 | 0 | 0 | 0 | 0 | UNSET | N/A | N/A | FIXED | N/A | Downlights | UNSET | N/A | D5020220 | N/A | N/A | N/A | 0 | L1 | 0 | N/A | N/A | N/A | 0 | UNSET | UNSET | 0 | 0 | 0 | 0 | 0 | [9 empty] | N/A | Lighting - Incandescent |  |  | 23.80.70.11.14.11 |  |  | LV |  |  | 0.100000 | 1291.669250 | Lighting - Dwelling Unit | 1 | L41C | 8 | 0.200000 | 0.200000 | 0.000000 | 50 | 0.087300
1209 | 1DC1 | 0 | 927229 | New Construction | N/A |  | 0 |  | 0 |  | 103542 | Point+HemiSpherical | 46755 |  | 53859 | REF TYPE MARK | 0 | LV - 203mm Diameter | 0 |  | 99758,99759,99760,99761,99762,99763,99764,103413,103414,103415,103416,103417,103418,103419,103420 | 0Oe4W3Rwf1Dht7uPdCMYVA | 1 |  | M_Downlight - Recessed Can:LV - 203mm Diameter:LV - 203mm Diameter:927229 |  | NO | N/A | 1209 | N/A | 16777215 | N/A | N/A | N/A | N/A | N/A |  | 120 V/1-100 VA | N/A | <not associated> | UNSET |  |  | Level: Level 1 | UNSET | F | 0 | 2.500000 |  | 1076.391042 | 0 | 0.050000 |  |  |  | 1.200000 |  |  | MR16 |  | N/A | UNSET | N/A | N/A | TRUE | N/A | 0 | N/A | 0 | 0 | 0 | 0 | 0 | UNSET | N/A | N/A | FIXED | N/A | Downlights | UNSET | N/A | D5020220 | N/A | N/A | N/A | 0 | L1 | 0 | N/A | N/A | N/A | 0 | UNSET | UNSET | 0 | 0 | 0 | 0 | 0 | [9 empty] | N/A | Lighting - Incandescent |  |  | 23.80.70.11.14.11 |  |  | LV |  |  | 0.100000 | 1291.669250 | Lighting - Dwelling Unit | 1 | L41C | 8 | 0.200000 | 0.200000 | 0.000000 | 50 | 0.087300
1353 | 1DC1 |  | 811180 | New Construction | N/A | [5 empty] | 103542 |  | 46022 |  | 43283 |  |  | Three Way | 0 |  | 95285,95286,95287,95288,95289,95290,103101,103102,103103,103104,103105,103130 | 27hb3WYkv0ex4q4a4cSuZ6 | 1 |  | M_Lighting Switches:Three Way:Three Way:811180 |  |  | N/A | 1353 | N/A |  | N/A | N/A | N/A | N/A | N/A |  | 120 V/1-0 VA | N/A | Grid : D.9 |  |  |  | Level: Level 1 |  |  |  | 1.200000 |  | 0.000000 | [5 empty] | 1.200000 |  |  |  |  | N/A | UNSET | N/A | N/A | TRUE | N/A | 0 | N/A | 0 | 0 | 0 | 0 | 0 | UNSET | N/A | N/A | FIXED | N/A | Switches | UNSET | N/A |  | N/A | N/A | N/A | 0 | L1 | 0 | N/A | N/A | N/A | 0 | [16 empty] | N/A |  |  |  | 23.80.50.11.14 | [7 empty] | Other |  | L41C | 6 | [5 empty] | 1291.669250 | 0.000000 | [12 empty] | 3
1387 | 1DC1 |  | 817531 | New Construction | N/A | [5 empty] | 103542 |  | 46058 |  | 43317 |  |  | Single Pole | 0 |  | 95503,95504,95505,95506,95507,95508,103554,103555,103556,103557,103558,103559 | 0FXKOTtYf3kRrcedvXFWkr | 1 |  | M_Lighting Switches:Single Pole:Single Pole:817531 |  |  | N/A | 1387 | N/A |  | N/A | N/A | N/A | N/A | N/A |  | 120 V/1-0 VA | N/A | Linked Revit Model : Clinic_A.rvt |  |  |  | Level: Level 1 |  |  |  | 1.200000 |  | 0.000000 | [5 empty] | 1.200000 |  |  |  |  | N/A | UNSET | N/A | N/A | TRUE | N/A | 0 | N/A | 0 | 0 | 0 | 0 | 0 | UNSET | N/A | N/A | FIXED | N/A | Switches | UNSET | N/A |  | N/A | N/A | N/A | 0 | L1 | 0 | N/A | N/A | N/A | 0 | [16 empty] | N/A |  |  |  | 23.80.50.11.14 | [7 empty] | Other |  | L41C | 8 | [5 empty] | 1291.669250 | 0.000000
1988 | 1DC1 |  | 909712 | New Construction | N/A | [5 empty] | 103542 |  | 46657 |  | 43886 |  |  | Standard | 0 |  | 99168,99169,99170,99171,99172,99173,103571,103572,103573,103574,103575 | 0Oe4W3Rwf1Dht7uPdCMUEd | 1 |  | M_Duplex Receptacle:Standard:Standard:909712 |  |  | N/A | 1988 | N/A |  | N/A | N/A | N/A | N/A | N/A |  | 120 V/1-180 VA | N/A | Linked Revit Model : Clinic_A.rvt | UNSET |  |  | Level: Level 1 |  |  |  | 0.500000 | [7 empty] | 0.460000 |  |  |  |  | N/A | UNSET | N/A | N/A | TRUE | N/A | 0 | N/A | 0 | 0 | 0 | 0 | 0 | UNSET | N/A | N/A | FIXED | N/A | Ground Fault Receptacles | UNSET | N/A |  | N/A | N/A | N/A | 0 | L1 | 0 | N/A | N/A | N/A | 0 | [16 empty] | N/A |  |  |  | 23.80.50.11.17 | [7 empty] | Receptacle |  | N21E1 | 3 | [5 empty] | 1291.669250 | 0.000000 | 414 | 1937.503875 | TRUE
1989 | 1DC1 |  | 909747 | New Construction | N/A | [5 empty] | 103542 |  | 46658 |  | 43887 |  |  | Standard | 0 |  | 99174,99175,99176,99177,99178,99179,103571,103572,103573,103574,103575 | 0Oe4W3Rwf1Dht7uPdCMUE4 | 1 |  | M_Duplex Receptacle:Standard:Standard:909747 |  |  | N/A | 1989 | N/A |  | N/A | N/A | N/A | N/A | N/A |  | 120 V/1-180 VA | N/A | Linked Revit Model : Clinic_A.rvt | UNSET |  |  | Level: Level 1 |  |  |  | 0.500000 | [7 empty] | 0.460000 |  |  |  |  | N/A | UNSET | N/A | N/A | TRUE | N/A | 0 | N/A | 0 | 0 | 0 | 0 | 0 | UNSET | N/A | N/A | FIXED | N/A | Ground Fault Receptacles | UNSET | N/A |  | N/A | N/A | N/A | 0 | L1 | 0 | N/A | N/A | N/A | 0 | [16 empty] | N/A |  |  |  | 23.80.50.11.17 | [7 empty] | Receptacle |  | N21E1 | 4 | [5 empty] | 1291.669250 | 0.000000 | 415 | 1937.503875 | TRUE
1990 | 1DC1 |  | 910107 | New Construction | N/A | [5 empty] | 103542 |  | 46659 |  | 43888 |  |  | Standard | 0 |  | 99180,99181,99182,99183,99184,99185,103571,103572,103573,103574,103575 | 0Oe4W3Rwf1Dht7uPdCMU4i | 1 |  | M_Duplex Receptacle:Standard:Standard:910107 |  |  | N/A | 1990 | N/A |  | N/A | N/A | N/A | N/A | N/A |  | 120 V/1-180 VA | N/A | Linked Revit Model : Clinic_A.rvt | UNSET |  |  | Level: Level 1 |  |  |  | 0.500000 | [7 empty] | 0.460000 |  |  |  |  | N/A | UNSET | N/A | N/A | TRUE | N/A | 0 | N/A | 0 | 0 | 0 | 0 | 0 | UNSET | N/A | N/A | FIXED | N/A | Ground Fault Receptacles | UNSET | N/A |  | N/A | N/A | N/A | 0 | L1 | 0 | N/A | N/A | N/A | 0 | [16 empty] | N/A |  |  |  | 23.80.50.11.17 | [7 empty] | Receptacle |  | N21E1 | 3 | [5 empty] | 1291.669250 | 0.000000 | 416 | 1937.503875 | TRUE
1991 | 1DC1 |  | 910129 | New Construction | N/A | [5 empty] | 103542 |  | 46660 |  | 43889 |  |  | Standard | 0 |  | 99186,99187,99188,99189,99190,99191,103571,103572,103573,103574,103575 | 0Oe4W3Rwf1Dht7uPdCMU46 | 1 |  | M_Duplex Receptacle:Standard:Standard:910129 |  |  | N/A | 1991 | N/A |  | N/A | N/A | N/A | N/A | N/A |  | 120 V/1-180 VA | N/A | Linked Revit Model : Clinic_A.rvt | UNSET |  |  | Level: Level 1 |  |  |  | 0.500000 | [7 empty] | 0.460000 |  |  |  |  | N/A | UNSET | N/A | N/A | TRUE | N/A | 0 | N/A | 0 | 0 | 0 | 0 | 0 | UNSET | N/A | N/A | FIXED | N/A | Ground Fault Receptacles | UNSET | N/A |  | N/A | N/A | N/A | 0 | L1 | 0 | N/A | N/A | N/A | 0 | [16 empty] | N/A |  |  |  | 23.80.50.11.17 | [7 empty] | Receptacle |  | N21E1 | 3 | [5 empty] | 1291.669250 | 0.000000 | 417 | 1937.503875 | TRUE
1992 | 1DC1 |  | 910193 | New Construction | N/A | [5 empty] | 103542 |  | 46661 |  | 43890 |  |  | Standard | 0 |  | 99192,99193,99194,99195,99196,99197,103571,103572,103573,103574,103575 | 0Oe4W3Rwf1Dht7uPdCMU56 | 1 |  | M_Duplex Receptacle:Standard:Standard:910193 |  |  | N/A | 1992 | N/A |  | N/A | N/A | N/A | N/A | N/A |  | 120 V/1-180 VA | N/A | Linked Revit Model : Clinic_A.rvt | UNSET |  |  | Level: Level 1 |  |  |  | 0.500000 | [7 empty] | 0.460000 |  |  |  |  | N/A | UNSET | N/A | N/A | TRUE | N/A | 0 | N/A | 0 | 0 | 0 | 0 | 0 | UNSET | N/A | N/A | FIXED | N/A | Ground Fault Receptacles | UNSET | N/A |  | N/A | N/A | N/A | 0 | L1 | 0 | N/A | N/A | N/A | 0 | [16 empty] | N/A |  |  |  | 23.80.50.11.17 | [7 empty] | Receptacle |  | N21E1 | 3 | [5 empty] | 1291.669250 | 0.000000 | 418 | 1937.503875 | TRUE
2011 | 1DC1 |  | 912390 | New Construction | N/A | [5 empty] | 103542 |  | 46680 |  | 43909 |  |  | Standard | 0 |  | 99306,99307,99308,99309,99310,99311,103571,103572,103573,103574,103575 | 0Oe4W3Rwf1Dht7uPdCMUun | 1 |  | M_Duplex Receptacle:Standard:Standard:912390 |  |  | N/A | 2011 | N/A |  | N/A | N/A | N/A | N/A | N/A |  | 120 V/1-180 VA | N/A | Linked Revit Model : Clinic_A.rvt | UNSET |  |  | Level: Level 1 |  |  |  | 0.500000 | [7 empty] | 0.460000 |  |  |  |  | N/A | UNSET | N/A | N/A | TRUE | N/A | 0 | N/A | 0 | 0 | 0 | 0 | 0 | UNSET | N/A | N/A | FIXED | N/A | Ground Fault Receptacles | UNSET | N/A |  | N/A | N/A | N/A | 0 | L1 | 0 | N/A | N/A | N/A | 0 | [16 empty] | N/A |  |  |  | 23.80.50.11.17 | [7 empty] | Receptacle |  | N21E1 | 2 | [5 empty] | 1291.669250 | 0.000000 | 437 | 1937.503875 | TRUE
2021 | 1DC1 |  | 913624 | New Construction | N/A | [5 empty] | 103542 |  | 46690 |  | 43919 |  |  | Standard | 0 |  | 99366,99367,99368,99369,99370,99371,103571,103572,103573,103574,103575 | 0Oe4W3Rwf1Dht7uPdCMVBl | 1 |  | M_Duplex Receptacle:Standard:Standard:913624 |  |  | N/A | 2021 | N/A |  | N/A | N/A | N/A | N/A | N/A |  | 120 V/1-180 VA | N/A | Linked Revit Model : Clinic_A.rvt | UNSET |  |  | Level: Level 1 |  |  |  | 0.500000 | [7 empty] | 0.460000 |  |  |  |  | N/A | UNSET | N/A | N/A | TRUE | N/A | 0 | N/A | 0 | 0 | 0 | 0 | 0 | UNSET | N/A | N/A | FIXED | N/A | Ground Fault Receptacles | UNSET | N/A |  | N/A | N/A | N/A | 0 | L1 | 0 | N/A | N/A | N/A | 0 | [16 empty] | N/A |  |  |  | 23.80.50.11.17 | [7 empty] | Receptacle |  | N21E1 | 13 | [5 empty] | 1291.669250 | 0.000000 | 447 | 1937.503875 | TRUE
2033 | 1DC1 |  | 916103 | New Construction | N/A | [5 empty] | 103542 |  | 46702 |  | 43931 |  |  | Standard | 0 |  | 99438,99439,99440,99441,99442,99443,103571,103572,103573,103574,103575 | 0Oe4W3Rwf1Dht7uPdCMVYm | 1 |  | M_Duplex Receptacle:Standard:Standard:916103 |  |  | N/A | 2033 | N/A |  | N/A | N/A | N/A | N/A | N/A |  | 120 V/1-180 VA | N/A | Linked Revit Model : Clinic_A.rvt | UNSET |  |  | Level: Level 1 |  |  |  | 0.500000 | [7 empty] | 0.460000 |  |  |  |  | N/A | UNSET | N/A | N/A | TRUE | N/A | 0 | N/A | 0 | 0 | 0 | 0 | 0 | UNSET | N/A | N/A | FIXED | N/A | Ground Fault Receptacles | UNSET | N/A |  | N/A | N/A | N/A | 0 | L1 | 0 | N/A | N/A | N/A | 0 | [16 empty] | N/A |  |  |  | 23.80.50.11.17 | [7 empty] | Receptacle |  | N21E1 | 16 | [5 empty] | 1291.669250 | 0.000000 | 459 | 1937.503875 | TRUE
2034 | 1DC1 |  | 916157 | New Construction | N/A | [5 empty] | 103542 |  | 46703 |  | 43932 |  |  | Standard | 0 |  | 99444,99445,99446,99447,99448,99449,103571,103572,103573,103574,103575 | 0Oe4W3Rwf1Dht7uPdCMVYA | 1 |  | M_Duplex Receptacle:Standard:Standard:916157 |  |  | N/A | 2034 | N/A |  | N/A | N/A | N/A | N/A | N/A |  | 120 V/1-180 VA | N/A | Linked Revit Model : Clinic_A.rvt | UNSET |  |  | Level: Level 1 |  |  |  | 0.500000 | [7 empty] | 0.460000 |  |  |  |  | N/A | UNSET | N/A | N/A | TRUE | N/A | 0 | N/A | 0 | 0 | 0 | 0 | 0 | UNSET | N/A | N/A | FIXED | N/A | Ground Fault Receptacles | UNSET | N/A |  | N/A | N/A | N/A | 0 | L1 | 0 | N/A | N/A | N/A | 0 | [16 empty] | N/A |  |  |  | 23.80.50.11.17 | [7 empty] | Receptacle |  | N21E1 | 16 | [5 empty] | 1291.669250 | 0.000000 | 460 | 1937.503875 | TRUE
2041 | 1DC1 |  | 917076 | New Construction | N/A | [5 empty] | 103542 |  | 46710 |  | 43939 |  |  | Standard | 0 |  | 99486,99487,99488,99489,99490,99491,103571,103572,103573,103574,103575 | 0Oe4W3Rwf1Dht7uPdCMVnZ | 1 |  | M_Duplex Receptacle:Standard:Standard:917076 |  |  | N/A | 2041 | N/A |  | N/A | N/A | N/A | N/A | N/A |  | 120 V/1-180 VA | N/A | Grid : D.9 | UNSET |  |  | Level: Level 1 |  |  |  | 0.500000 | [7 empty] | 0.460000 |  |  |  |  | N/A | UNSET | N/A | N/A | TRUE | N/A | 0 | N/A | 0 | 0 | 0 | 0 | 0 | UNSET | N/A | N/A | FIXED | N/A | Ground Fault Receptacles | UNSET | N/A |  | N/A | N/A | N/A | 0 | L1 | 0 | N/A | N/A | N/A | 0 | [16 empty] | N/A |  |  |  | 23.80.50.11.17 | [7 empty] | Receptacle |  | N21C1 | 19 | [5 empty] | 1291.669250 | 0.000000 | 467 | 1937.503875 | TRUE
2068 | 1DC1 |  | 922710 | New Construction | N/A | [5 empty] | 103542 |  | 46737 |  | 43966 |  |  | Standard | 0 |  | 99648,99649,99650,99651,99652,99653,103571,103572,103573,103574,103575 | 0Oe4W3Rwf1Dht7uPdCMXPX | 1 |  | M_Duplex Receptacle:Standard:Standard:922710 |  |  | N/A | 2068 | N/A |  | N/A | N/A | N/A | N/A | N/A |  | 120 V/1-180 VA | N/A | Linked Revit Model : Clinic_A.rvt | UNSET |  |  | Level: Level 1 |  |  |  | 0.500000 | [7 empty] | 0.460000 |  |  |  |  | N/A | UNSET | N/A | N/A | TRUE | N/A | 0 | N/A | 0 | 0 | 0 | 0 | 0 | UNSET | N/A | N/A | FIXED | N/A | Ground Fault Receptacles | UNSET | N/A |  | N/A | N/A | N/A | 0 | L1 | 0 | N/A | N/A | N/A | 0 | [16 empty] | N/A |  |  |  | 23.80.50.11.17 | [7 empty] | Receptacle |  | N21C1 | 10 | [5 empty] | 1291.669250 | 0.000000 | 494 | 1937.503875 | TRUE
2078 | 1DC1 |  | 923972 | New Construction | N/A | [5 empty] | 103542 |  | 46747 |  | 43976 |  |  | Standard | 0 |  | 99708,99709,99710,99711,99712,99713,103571,103572,103573,103574,103575 | 0Oe4W3Rwf1Dht7uPdCMXjp | 1 |  | M_Duplex Receptacle:Standard:Standard:923972 |  |  | N/A | 2078 | N/A |  | N/A | N/A | N/A | N/A | N/A |  | 120 V/1-180 VA | N/A | Grid : D.9 | UNSET |  |  | Level: Level 1 |  |  |  | 0.500000 | [7 empty] | 0.460000 |  |  |  |  | N/A | UNSET | N/A | N/A | TRUE | N/A | 0 | N/A | 0 | 0 | 0 | 0 | 0 | UNSET | N/A | N/A | FIXED | N/A | Ground Fault Receptacles | UNSET | N/A |  | N/A | N/A | N/A | 0 | L1 | 0 | N/A | N/A | N/A | 0 | [16 empty] | N/A |  |  |  | 23.80.50.11.17 | [7 empty] | Receptacle |  | N21C1 | 10 | [5 empty] | 1291.669250 | 0.000000 | 504 | 1937.503875 | TRUE
2079 | 1DC1 |  | 924536 | New Construction | N/A | [5 empty] | 103542 |  | 46748 |  | 43977 |  |  | Standard | 0 |  | 99714,99715,99716,99717,99718,99719,103571,103572,103573,103574,103575 | 0Oe4W3Rwf1Dht7uPdCMXbF | 1 |  | M_Duplex Receptacle:Standard:Standard:924536 |  |  | N/A | 2079 | N/A |  | N/A | N/A | N/A | N/A | N/A |  | 120 V/1-180 VA | N/A | Grid : D.9 | UNSET |  |  | Level: Level 1 |  |  |  | 0.500000 | [7 empty] | 0.460000 |  |  |  |  | N/A | UNSET | N/A | N/A | TRUE | N/A | 0 | N/A | 0 | 0 | 0 | 0 | 0 | UNSET | N/A | N/A | FIXED | N/A | Ground Fault Receptacles | UNSET | N/A |  | N/A | N/A | N/A | 0 | L1 | 0 | N/A | N/A | N/A | 0 | [16 empty] | N/A |  |  |  | 23.80.50.11.17 | [7 empty] | Receptacle |  | N21C1 | 10 | [5 empty] | 1291.669250 | 0.000000 | 505 | 1937.503875 | TRUE
2080 | 1DC1 |  | 924670 | New Construction | N/A | [5 empty] | 103542 |  | 46749 |  | 43978 |  |  | Standard | 0 |  | 99720,99721,99722,99723,99724,99725,103571,103572,103573,103574,103575 | 0Oe4W3Rwf1Dht7uPdCMXd9 | 1 |  | M_Duplex Receptacle:Standard:Standard:924670 |  |  | N/A | 2080 | N/A |  | N/A | N/A | N/A | N/A | N/A |  | 120 V/1-180 VA | N/A | Grid : D.9 | UNSET |  |  | Level: Level 1 |  |  |  | 0.500000 | [7 empty] | 0.460000 |  |  |  |  | N/A | UNSET | N/A | N/A | TRUE | N/A | 0 | N/A | 0 | 0 | 0 | 0 | 0 | UNSET | N/A | N/A | FIXED | N/A | Ground Fault Receptacles | UNSET | N/A |  | N/A | N/A | N/A | 0 | L1 | 0 | N/A | N/A | N/A | 0 | [16 empty] | N/A |  |  |  | 23.80.50.11.17 | [7 empty] | Receptacle |  | N21C1 | 10 | [5 empty] | 1291.669250 | 0.000000 | 506 | 1937.503875 | TRUE
2081 | 1DC1 |  | 924752 | New Construction | N/A | [5 empty] | 103542 |  | 46750 |  | 43979 |  |  | Standard | 0 |  | 99726,99727,99728,99729,99730,99731,103571,103572,103573,103574,103575 | 0Oe4W3Rwf1Dht7uPdCMXvd | 1 |  | M_Duplex Receptacle:Standard:Standard:924752 |  |  | N/A | 2081 | N/A |  | N/A | N/A | N/A | N/A | N/A |  | 120 V/1-180 VA | N/A | Grid : D.9 | UNSET |  |  | Level: Level 1 |  |  |  | 0.500000 | [7 empty] | 0.460000 |  |  |  |  | N/A | UNSET | N/A | N/A | TRUE | N/A | 0 | N/A | 0 | 0 | 0 | 0 | 0 | UNSET | N/A | N/A | FIXED | N/A | Ground Fault Receptacles | UNSET | N/A |  | N/A | N/A | N/A | 0 | L1 | 0 | N/A | N/A | N/A | 0 | [16 empty] | N/A |  |  |  | 23.80.50.11.17 | [7 empty] | Receptacle |  | N21C1 | 3 | [5 empty] | 1291.669250 | 0.000000 | 507 | 1937.503875 | TRUE
2082 | 1DC1 |  | 925087 | New Construction | N/A | [5 empty] | 103542 |  | 46751 |  | 43980 |  |  | Standard | 0 |  | 99732,99733,99734,99735,99736,99737,103571,103572,103573,103574,103575 | 0Oe4W3Rwf1Dht7uPdCMX_e | 1 |  | M_Duplex Receptacle:Standard:Standard:925087 |  |  | N/A | 2082 | N/A |  | N/A | N/A | N/A | N/A | N/A |  | 120 V/1-180 VA | N/A | Grid : D.9 | UNSET |  |  | Level: Level 1 |  |  |  | 0.500000 | [7 empty] | 0.460000 |  |  |  |  | N/A | UNSET | N/A | N/A | TRUE | N/A | 0 | N/A | 0 | 0 | 0 | 0 | 0 | UNSET | N/A | N/A | FIXED | N/A | Ground Fault Receptacles | UNSET | N/A |  | N/A | N/A | N/A | 0 | L1 | 0 | N/A | N/A | N/A | 0 | [16 empty] | N/A |  |  |  | 23.80.50.11.17 | [7 empty] | Receptacle |  | N21E1 | 4 | [5 empty] | 1291.669250 | 0.000000 | 508 | 1937.503875 | TRUE
2090 | 1DC1 |  | 929699 | New Construction | N/A | [5 empty] | 103542 |  | 46766 |  | 43992 |  |  | Standard | 0 |  | 99829,99830,99831,99832,99833,99834,103571,103572,103573,103574,103575 | 1QxEP2OYf0FBRe9R366RrW | 1 |  | M_Duplex Receptacle:Standard:Standard:929699 |  |  | N/A | 2090 | N/A |  | N/A | N/A | N/A | N/A | N/A |  | 120 V/1-180 VA | N/A | Linked Revit Model : Clinic_A.rvt | UNSET |  |  | Level: Level 1 |  |  |  | 0.500000 | [7 empty] | 0.460000 |  |  |  |  | N/A | UNSET | N/A | N/A | TRUE | N/A | 0 | N/A | 0 | 0 | 0 | 0 | 0 | UNSET | N/A | N/A | FIXED | N/A | Ground Fault Receptacles | UNSET | N/A |  | N/A | N/A | N/A | 0 | L1 | 0 | N/A | N/A | N/A | 0 | [16 empty] | N/A |  |  |  | 23.80.50.11.17 | [7 empty] | Receptacle |  | N21E1 | 2 | [5 empty] | 1291.669250 | 0.000000 | 516 | 1937.503875 | TRUE
2091 | 1DC1 |  | 930580 | New Construction | N/A | [5 empty] | 103542 |  | 46767 |  | 43993 |  |  | Standard | 0 |  | 99835,99836,99837,99838,99839,99840,103571,103572,103573,103574,103575 | 1QxEP2OYf0FBRe9R366Q7N | 1 |  | M_Duplex Receptacle:Standard:Standard:930580 |  |  | N/A | 2091 | N/A |  | N/A | N/A | N/A | N/A | N/A |  | 120 V/1-180 VA | N/A | Linked Revit Model : Clinic_A.rvt | UNSET |  |  | Level: Level 1 |  |  |  | 0.500000 | [7 empty] | 0.460000 |  |  |  |  | N/A | UNSET | N/A | N/A | TRUE | N/A | 0 | N/A | 0 | 0 | 0 | 0 | 0 | UNSET | N/A | N/A | FIXED | N/A | Ground Fault Receptacles | UNSET | N/A |  | N/A | N/A | N/A | 0 | L1 | 0 | N/A | N/A | N/A | 0 | [16 empty] | N/A |  |  |  | 23.80.50.11.17 | [7 empty] | Receptacle |  | N21E1 | 2 | [5 empty] | 1291.669250 | 0.000000 | 517 | 1937.503875 | TRUE
2092 | 1DC1 |  | 930768 | New Construction | N/A | [5 empty] | 103542 |  | 46768 |  | 43994 |  |  | Standard | 0 |  | 99841,99842,99843,99844,99845,99846,103571,103572,103573,103574,103575 | 1QxEP2OYf0FBRe9R366Q4J | 1 |  | M_Duplex Receptacle:Standard:Standard:930768 |  |  | N/A | 2092 | N/A |  | N/A | N/A | N/A | N/A | N/A |  | 120 V/1-180 VA | N/A | Linked Revit Model : Clinic_A.rvt | UNSET |  |  | Level: Level 1 |  |  |  | 0.500000 | [7 empty] | 0.460000 |  |  |  |  | N/A | UNSET | N/A | N/A | TRUE | N/A | 0 | N/A | 0 | 0 | 0 | 0 | 0 | UNSET | N/A | N/A | FIXED | N/A | Ground Fault Receptacles | UNSET | N/A |  | N/A | N/A | N/A | 0 | L1 | 0 | N/A | N/A | N/A | 0 | [16 empty] | N/A |  |  |  | 23.80.50.11.17 | [7 empty] | Receptacle |  | N21E1 | 2 | [5 empty] | 1291.669250 | 0.000000 | 518 | 1937.503875 | TRUE
2093 | 1DC1 |  | 930863 | New Construction | N/A | [5 empty] | 103542 |  | 46769 |  | 43995 |  |  | Standard | 0 |  | 99847,99848,99849,99850,99851,99852,103571,103572,103573,103574,103575 | 1QxEP2OYf0FBRe9R366QRi | 1 |  | M_Duplex Receptacle:Standard:Standard:930863 |  |  | N/A | 2093 | N/A |  | N/A | N/A | N/A | N/A | N/A |  | 120 V/1-180 VA | N/A | Linked Revit Model : Clinic_A.rvt | UNSET |  |  | Level: Level 1 |  |  |  | 0.500000 | [7 empty] | 0.460000 |  |  |  |  | N/A | UNSET | N/A | N/A | TRUE | N/A | 0 | N/A | 0 | 0 | 0 | 0 | 0 | UNSET | N/A | N/A | FIXED | N/A | Ground Fault Receptacles | UNSET | N/A |  | N/A | N/A | N/A | 0 | L1 | 0 | N/A | N/A | N/A | 0 | [16 empty] | N/A |  |  |  | 23.80.50.11.17 | [7 empty] | Receptacle |  | N21E1 | 2 | [5 empty] | 1291.669250 | 0.000000 | 519 | 1937.503875 | TRUE
328 | 1DC2 | 0 | 1209371 | New Construction | N/A | Aluminum-Philips Chloride | 0 | F | 0 | Paint-Philips Chloride-Black | 103032 | Rectangle+Spherical | 47247 | 16 | 53877 | REF TYPE MARK | 0 | X1 | 0 | 86595 | 102775,102776,102777,102778,102779,102780,102781,103485,103486,103487,103488,103489,103490,103491,103492,103493,103494 | 1dLDiZnH12mRH5cIKJ8XTW | 1 | No Photometry Available | Exit Sign - Ceiling_Mount_Single:X1:X1:1209371 |  | NO | N/A | 328 | N/A | 16777215 | N/A | N/A | N/A | N/A | N/A | 0.225524 | Luminaire 120 V/1-4 VA | N/A | Linked Revit Model : Clinic_A.rvt | UNSET | 0.336550 | Not Available | Level: Level 1 | UNSET | F | 0 | 2.680000 | Plastic-Philips Chloride-Red | 40.902860 | 0 | 0.609600 | 0.120650 | 0.336550 | 0.225524 | 1.219200 | 12/27 (Dual Voltage - 120/277) | Not Available | LED | 1291.669250 | N/A | UNSET | N/A | N/A | TRUE | N/A | 0 | N/A | 0 | 0 | 0 | 0 | 0 | UNSET | N/A | N/A | FIXED | N/A | Emergency Lighting | UNSET | N/A | D5020200 | N/A | N/A | N/A | 0 | L1 | 0 | N/A | N/A | N/A | 0 | UNSET | UNSET | 0 | 0 | 0 | 0 | 0 | Horizontal | Not Available | Not Available | Not Available | Not Available | Matte Black w/Brushed Aluminum Face | Not Applicable | Red | 1 | N/A | Lighting Equipment | http://www.chloridesys.com/chloride/Chloridefixture.cfm?ID=3748 | http://www.chloridesys.com/chloride/ | 23.80.70.11.21 | CE-11400 | 55 Line LED Die Cast Aluminum Exit - Traditional | X1 | 55LA-1-12/27-R | 55LA-1-12/27-R
627 | 1DC2 | 0 | 743284 | New Construction | N/A |  | 0 |  | 0 |  | 103032 | Point+HemiSpherical | 45426 |  | 53297 | REF TYPE MARK | 0 | B3B - 610x610mm | 0 | 87016 | 91153,91154,91155,91156,91157,91158,91159,103533,103534,103535,103536,103537,103538,103539,103540,103541 | 312$WHH7b36fc6XaYoDlmB | 1 |  | M_Troffer Light - Parabolic Square:B3B - 610x610mm:B3B - 610x610mm:743284 |  | YES | N/A | 627 | N/A | 16777215 | N/A | N/A | N/A | N/A | N/A |  | 120 V/1-40 VA | N/A | Linked Revit Model : Clinic_A.rvt | UNSET |  |  | Level: Level 1 | UNSET | F | 0 | 2.680000 |  | 430.556417 | 0 | 0.050000 |  |  |  | 1.200000 |  |  | U-SHAPED, CRI=75 |  | N/A | UNSET | N/A | N/A | TRUE | N/A | 0 | N/A | 0 | 0 | 0 | 0 | 0 | UNSET | N/A | N/A | FIXED | N/A | Downlights | UNSET | N/A |  | N/A | N/A | N/A | 0 | L1 | 0 | N/A | N/A | N/A | 0 | UNSET | UNSET | 0 | 0 | 0 | 0 | 0 | [9 empty] | N/A |  |  |  | 23.80.70.11.14.11 |  |  | B3B |  |  |  | 1291.669250 | Lighting - Dwelling Unit | 1 | L41C | 2 |  |  | 3150.000000 | 32 | [8 empty] | Metal - Paint Finish - Dark Gray, Matte | Glass - White, High Luminance | Metal - Chrome
2077 | 1DC2 |  | 923928 | New Construction | N/A | [5 empty] | 103032 |  | 46746 |  | 43975 |  |  | Standard | 0 |  | 99702,99703,99704,99705,99706,99707,103571,103572,103573,103574,103575 | 0Oe4W3Rwf1Dht7uPdCMXil | 1 |  | M_Duplex Receptacle:Standard:Standard:923928 |  |  | N/A | 2077 | N/A |  | N/A | N/A | N/A | N/A | N/A |  | 120 V/1-180 VA | N/A | Linked Revit Model : Clinic_A.rvt | UNSET |  |  | Level: Level 1 |  |  |  | 0.500000 | [7 empty] | 0.460000 |  |  |  |  | N/A | UNSET | N/A | N/A | TRUE | N/A | 0 | N/A | 0 | 0 | 0 | 0 | 0 | UNSET | N/A | N/A | FIXED | N/A | Ground Fault Receptacles | UNSET | N/A |  | N/A | N/A | N/A | 0 | L1 | 0 | N/A | N/A | N/A | 0 | [16 empty] | N/A |  |  |  | 23.80.50.11.17 | [7 empty] | Receptacle |  | N21C1 | 3 | [5 empty] | 1291.669250 | 0.000000 | 503 | 1937.503875 | TRUE
329 | 1DC3 | 0 | 1209531 | New Construction | N/A | Aluminum-Philips Chloride | 0 | F | 0 | Paint-Philips Chloride-Black | 103304 | Rectangle+Spherical | 47248 | 11 | 53878 | REF TYPE MARK | 0 | X2 | 0 | 86594 | 102782,102783,102784,102785,102786,102787,102788,103169,103170,103171,103172,103173,103174,103175,103176,103177,103216 | 1dLDiZnH12mRH5cIKJ8XV0 | 1 | No Photometry Available | Exit Sign - Ceiling_Mount_Double Face:X2:X2:1209531 |  | NO | N/A | 329 | N/A | 16777215 | N/A | N/A | N/A | N/A | N/A | 0.225524 | Luminaire 120 V/1-4 VA | N/A | Linked Revit Model : Clinic_A.rvt | UNSET | 0.336550 | Not Available | Level: Level 1 | UNSET | F | 0 | 2.680000 | Plastic-Philips Chloride-Green | 43.055642 | 0 | 0.609600 | 0.120650 | 0.336550 | 0.225524 | 1.219200 | 12/27 (Dual Voltage - 120/277) | Not Available | LED | 1291.669250 | N/A | UNSET | N/A | N/A | TRUE | N/A | 0 | N/A | 0 | 0 | 0 | 0 | 0 | UNSET | N/A | N/A | FIXED | N/A | Emergency Lighting | UNSET | N/A | D5020200 | N/A | N/A | N/A | 0 | L1 | 0 | N/A | N/A | N/A | 0 | UNSET | UNSET | 0 | 0 | 0 | 0 | 0 | Horizontal | Not Available | Not Available | Not Available | Not Available | Matte Black w/Brushed Aluminum Face | Not Applicable | Green | 2 | N/A | Lighting Equipment | http://www.chloridesys.com/chloride/Chloridefixture.cfm?ID=3748 | http://www.chloridesys.com/chloride/ | 23.80.70.11.21 | CE-11400 | 55 Line LED Die Cast Aluminum Exit - Traditional | X2 | 55LA-2-12/27-G | 55LA-2-12/27-G
620 | 1DC3 | 0 | 743226 | New Construction | N/A |  | 0 |  | 0 |  | 103304 | Point+HemiSpherical | 45419 |  | 53290 | REF TYPE MARK | 0 | B3 - 610x610mm | 0 | 87023 | 91104,91105,91106,91107,91108,91109,91110,103543,103544,103545,103546,103547,103548,103549,103550,103551 | 312$WHH7b36fc6XaYoDln5 | 1 |  | M_Troffer Light - Parabolic Square:B3 - 610x610mm:B3 - 610x610mm:743226 |  | NO | N/A | 620 | N/A | 16777215 | N/A | N/A | N/A | N/A | N/A |  | 120 V/1-40 VA | N/A | Linked Revit Model : Clinic_A.rvt | UNSET |  |  | Level: Level 1 | UNSET | F | 0 | 2.680000 |  | 430.556417 | 0 | 0.050000 |  |  |  | 1.200000 |  |  | U-SHAPED, CRI=75 |  | N/A | UNSET | N/A | N/A | TRUE | N/A | 0 | N/A | 0 | 0 | 0 | 0 | 0 | UNSET | N/A | N/A | FIXED | N/A | Downlights | UNSET | N/A |  | N/A | N/A | N/A | 0 | L1 | 0 | N/A | N/A | N/A | 0 | UNSET | UNSET | 0 | 0 | 0 | 0 | 0 | [9 empty] | N/A |  |  |  | 23.80.70.11.14.11 |  |  | B3 |  |  |  | 1291.669250 | Lighting - Dwelling Unit | 1 | L41C | 2 |  |  | 3150.000000 | 32 | [8 empty] | Metal - Paint Finish - Dark Gray, Matte | Glass - White, High Luminance | Metal - Chrome
621 | 1DC3 | 0 | 743234 | New Construction | N/A |  | 0 |  | 0 |  | 103304 | Point+HemiSpherical | 45420 |  | 53291 | REF TYPE MARK | 0 | B3B - 610x610mm | 0 | 87022 | 91111,91112,91113,91114,91115,91116,91117,103533,103534,103535,103536,103537,103538,103539,103540,103541 | 312$WHH7b36fc6XaYoDlmz | 1 |  | M_Troffer Light - Parabolic Square:B3B - 610x610mm:B3B - 610x610mm:743234 |  | YES | N/A | 621 | N/A | 16777215 | N/A | N/A | N/A | N/A | N/A |  | 120 V/1-40 VA | N/A | Linked Revit Model : Clinic_A.rvt | UNSET |  |  | Level: Level 1 | UNSET | F | 0 | 2.680000 |  | 430.556417 | 0 | 0.050000 |  |  |  | 1.200000 |  |  | U-SHAPED, CRI=75 |  | N/A | UNSET | N/A | N/A | TRUE | N/A | 0 | N/A | 0 | 0 | 0 | 0 | 0 | UNSET | N/A | N/A | FIXED | N/A | Downlights | UNSET | N/A |  | N/A | N/A | N/A | 0 | L1 | 0 | N/A | N/A | N/A | 0 | UNSET | UNSET | 0 | 0 | 0 | 0 | 0 | [9 empty] | N/A |  |  |  | 23.80.70.11.14.11 |  |  | B3B |  |  |  | 1291.669250 | Lighting - Dwelling Unit | 1 | L41C | 2 |  |  | 3150.000000 | 32 | [8 empty] | Metal - Paint Finish - Dark Gray, Matte | Glass - White, High Luminance | Metal - Chrome
622 | 1DC3 | 0 | 743242 | New Construction | N/A |  | 0 |  | 0 |  | 103304 | Point+HemiSpherical | 45421 |  | 53292 | REF TYPE MARK | 0 | B3 - 610x610mm | 0 | 87021 | 91118,91119,91120,91121,91122,91123,91124,103543,103544,103545,103546,103547,103548,103549,103550,103551 | 312$WHH7b36fc6XaYoDlmr | 1 |  | M_Troffer Light - Parabolic Square:B3 - 610x610mm:B3 - 610x610mm:743242 |  | NO | N/A | 622 | N/A | 16777215 | N/A | N/A | N/A | N/A | N/A |  | 120 V/1-40 VA | N/A | Linked Revit Model : Clinic_A.rvt | UNSET |  |  | Level: Level 1 | UNSET | F | 0 | 2.680000 |  | 430.556417 | 0 | 0.050000 |  |  |  | 1.200000 |  |  | U-SHAPED, CRI=75 |  | N/A | UNSET | N/A | N/A | TRUE | N/A | 0 | N/A | 0 | 0 | 0 | 0 | 0 | UNSET | N/A | N/A | FIXED | N/A | Downlights | UNSET | N/A |  | N/A | N/A | N/A | 0 | L1 | 0 | N/A | N/A | N/A | 0 | UNSET | UNSET | 0 | 0 | 0 | 0 | 0 | [9 empty] | N/A |  |  |  | 23.80.70.11.14.11 |  |  | B3 |  |  |  | 1291.669250 | Lighting - Dwelling Unit | 1 | L41C | 2 |  |  | 3150.000000 | 32 | [8 empty] | Metal - Paint Finish - Dark Gray, Matte | Glass - White, High Luminance | Metal - Chrome
623 | 1DC3 | 0 | 743250 | New Construction | N/A |  | 0 |  | 0 |  | 103304 | Point+HemiSpherical | 45422 |  | 53293 | REF TYPE MARK | 0 | B3B - 610x610mm | 0 | 87020 | 91125,91126,91127,91128,91129,91130,91131,103533,103534,103535,103536,103537,103538,103539,103540,103541 | 312$WHH7b36fc6XaYoDlmj | 1 |  | M_Troffer Light - Parabolic Square:B3B - 610x610mm:B3B - 610x610mm:743250 |  | YES | N/A | 623 | N/A | 16777215 | N/A | N/A | N/A | N/A | N/A |  | 120 V/1-40 VA | N/A | Linked Revit Model : Clinic_A.rvt | UNSET |  |  | Level: Level 1 | UNSET | F | 0 | 2.680000 |  | 430.556417 | 0 | 0.050000 |  |  |  | 1.200000 |  |  | U-SHAPED, CRI=75 |  | N/A | UNSET | N/A | N/A | TRUE | N/A | 0 | N/A | 0 | 0 | 0 | 0 | 0 | UNSET | N/A | N/A | FIXED | N/A | Downlights | UNSET | N/A |  | N/A | N/A | N/A | 0 | L1 | 0 | N/A | N/A | N/A | 0 | UNSET | UNSET | 0 | 0 | 0 | 0 | 0 | [9 empty] | N/A |  |  |  | 23.80.70.11.14.11 |  |  | B3B |  |  |  | 1291.669250 | Lighting - Dwelling Unit | 1 | L41C | 2 |  |  | 3150.000000 | 32 | [8 empty] | Metal - Paint Finish - Dark Gray, Matte | Glass - White, High Luminance | Metal - Chrome
624 | 1DC3 | 0 | 743258 | New Construction | N/A |  | 0 |  | 0 |  | 103304 | Point+HemiSpherical | 45423 |  | 53294 | REF TYPE MARK | 0 | B3 - 610x610mm | 0 | 87019 | 91132,91133,91134,91135,91136,91137,91138,103543,103544,103545,103546,103547,103548,103549,103550,103551 | 312$WHH7b36fc6XaYoDlmb | 1 |  | M_Troffer Light - Parabolic Square:B3 - 610x610mm:B3 - 610x610mm:743258 |  | NO | N/A | 624 | N/A | 16777215 | N/A | N/A | N/A | N/A | N/A |  | 120 V/1-40 VA | N/A | Linked Revit Model : Clinic_A.rvt | UNSET |  |  | Level: Level 1 | UNSET | F | 0 | 2.680000 |  | 430.556417 | 0 | 0.050000 |  |  |  | 1.200000 |  |  | U-SHAPED, CRI=75 |  | N/A | UNSET | N/A | N/A | TRUE | N/A | 0 | N/A | 0 | 0 | 0 | 0 | 0 | UNSET | N/A | N/A | FIXED | N/A | Downlights | UNSET | N/A |  | N/A | N/A | N/A | 0 | L1 | 0 | N/A | N/A | N/A | 0 | UNSET | UNSET | 0 | 0 | 0 | 0 | 0 | [9 empty] | N/A |  |  |  | 23.80.70.11.14.11 |  |  | B3 |  |  |  | 1291.669250 | Lighting - Dwelling Unit | 1 | L41C | 2 |  |  | 3150.000000 | 32 | [8 empty] | Metal - Paint Finish - Dark Gray, Matte | Glass - White, High Luminance | Metal - Chrome
625 | 1DC3 | 0 | 743268 | New Construction | N/A |  | 0 |  | 0 |  | 103304 | Point+HemiSpherical | 45424 |  | 53295 | REF TYPE MARK | 0 | B3 - 610x610mm | 0 | 87018 | 91139,91140,91141,91142,91143,91144,91145,103543,103544,103545,103546,103547,103548,103549,103550,103551 | 312$WHH7b36fc6XaYoDlmR | 1 |  | M_Troffer Light - Parabolic Square:B3 - 610x610mm:B3 - 610x610mm:743268 |  | NO | N/A | 625 | N/A | 16777215 | N/A | N/A | N/A | N/A | N/A |  | 120 V/1-40 VA | N/A | Linked Revit Model : Clinic_A.rvt | UNSET |  |  | Level: Level 1 | UNSET | F | 0 | 2.680000 |  | 430.556417 | 0 | 0.050000 |  |  |  | 1.200000 |  |  | U-SHAPED, CRI=75 |  | N/A | UNSET | N/A | N/A | TRUE | N/A | 0 | N/A | 0 | 0 | 0 | 0 | 0 | UNSET | N/A | N/A | FIXED | N/A | Downlights | UNSET | N/A |  | N/A | N/A | N/A | 0 | L1 | 0 | N/A | N/A | N/A | 0 | UNSET | UNSET | 0 | 0 | 0 | 0 | 0 | [9 empty] | N/A |  |  |  | 23.80.70.11.14.11 |  |  | B3 |  |  |  | 1291.669250 | Lighting - Dwelling Unit | 1 | L41C | 2 |  |  | 3150.000000 | 32 | [8 empty] | Metal - Paint Finish - Dark Gray, Matte | Glass - White, High Luminance | Metal - Chrome
1696 | 1DC3 |  | 873452 | New Construction | N/A | [5 empty] | 103304 |  | 46355 |  | 43594 |  |  | Standard | 0 |  | 97353,97354,97355,97356,97357,97358,103571,103572,103573,103574,103575 | 0Oe4W3Rwf1Dht7uPdCML7R | 1 |  | M_Duplex Receptacle:Standard:Standard:873452 |  |  | N/A | 1696 | N/A |  | N/A | N/A | N/A | N/A | N/A |  | 120 V/1-180 VA | N/A | Linked Revit Model : Clinic_A.rvt | UNSET |  |  | Level: Level 1 |  |  |  | 0.500000 | [7 empty] | 0.460000 |  |  |  |  | N/A | UNSET | N/A | N/A | TRUE | N/A | 0 | N/A | 0 | 0 | 0 | 0 | 0 | UNSET | N/A | N/A | FIXED | N/A | Ground Fault Receptacles | UNSET | N/A |  | N/A | N/A | N/A | 0 | L1 | 0 | N/A | N/A | N/A | 0 | [16 empty] | N/A |  |  |  | 23.80.50.11.17 | [7 empty] | Receptacle |  | N21C1 | 9 | [5 empty] | 1291.669250 | 0.000000 | 122 | 1937.503875 | TRUE
2075 | 1DC3 |  | 923609 | New Construction | N/A | [5 empty] | 103304 |  | 46744 |  | 43973 |  |  | Standard | 0 |  | 99690,99691,99692,99693,99694,99695,103571,103572,103573,103574,103575 | 0Oe4W3Rwf1Dht7uPdCMXNk | 1 |  | M_Duplex Receptacle:Standard:Standard:923609 |  |  | N/A | 2075 | N/A |  | N/A | N/A | N/A | N/A | N/A |  | 120 V/1-180 VA | N/A | Linked Revit Model : Clinic_A.rvt | UNSET |  |  | Level: Level 1 |  |  |  | 0.500000 | [7 empty] | 0.460000 |  |  |  |  | N/A | UNSET | N/A | N/A | TRUE | N/A | 0 | N/A | 0 | 0 | 0 | 0 | 0 | UNSET | N/A | N/A | FIXED | N/A | Ground Fault Receptacles | UNSET | N/A |  | N/A | N/A | N/A | 0 | L1 | 0 | N/A | N/A | N/A | 0 | [16 empty] | N/A |  |  |  | 23.80.50.11.17 | [7 empty] | Receptacle |  | N21C1 | 11 | [5 empty] | 1291.669250 | 0.000000 | 501 | 1937.503875 | TRUE
326 | 1DC4 | 0 | 1209019 | New Construction | N/A | Aluminum-Philips Chloride | 0 | F | 0 | Paint-Philips Chloride-Black | 103145 | Rectangle+Spherical | 47245 | 16 | 53875 | REF TYPE MARK | 0 | X1 | 0 | 86597 | 102761,102762,102763,102764,102765,102766,102767,103485,103486,103487,103488,103489,103490,103491,103492,103493,103494 | 1dLDiZnH12mRH5cIKJ8X70 | 1 | No Photometry Available | Exit Sign - Ceiling_Mount_Single:X1:X1:1209019 |  | NO | N/A | 326 | N/A | 16777215 | N/A | N/A | N/A | N/A | N/A | 0.225524 | Luminaire 120 V/1-4 VA | N/A | Linked Revit Model : Clinic_A.rvt | UNSET | 0.336550 | Not Available | Level: Level 1 | UNSET | F | 0 | 2.680000 | Plastic-Philips Chloride-Red | 40.902860 | 0 | 0.609600 | 0.120650 | 0.336550 | 0.225524 | 1.219200 | 12/27 (Dual Voltage - 120/277) | Not Available | LED | 1291.669250 | N/A | UNSET | N/A | N/A | TRUE | N/A | 0 | N/A | 0 | 0 | 0 | 0 | 0 | UNSET | N/A | N/A | FIXED | N/A | Emergency Lighting | UNSET | N/A | D5020200 | N/A | N/A | N/A | 0 | L1 | 0 | N/A | N/A | N/A | 0 | UNSET | UNSET | 0 | 0 | 0 | 0 | 0 | Horizontal | Not Available | Not Available | Not Available | Not Available | Matte Black w/Brushed Aluminum Face | Not Applicable | Red | 1 | N/A | Lighting Equipment | http://www.chloridesys.com/chloride/Chloridefixture.cfm?ID=3748 | http://www.chloridesys.com/chloride/ | 23.80.70.11.21 | CE-11400 | 55 Line LED Die Cast Aluminum Exit - Traditional | X1 | 55LA-1-12/27-R | 55LA-1-12/27-R
619 | 1DC4 | 0 | 743218 | New Construction | N/A |  | 0 |  | 0 |  | 103145 | Point+HemiSpherical | 45418 |  | 53289 | REF TYPE MARK | 0 | B3 - 610x610mm | 0 | 87024 | 91097,91098,91099,91100,91101,91102,91103,103543,103544,103545,103546,103547,103548,103549,103550,103551 | 312$WHH7b36fc6XaYoDlnD | 1 |  | M_Troffer Light - Parabolic Square:B3 - 610x610mm:B3 - 610x610mm:743218 |  | NO | N/A | 619 | N/A | 16777215 | N/A | N/A | N/A | N/A | N/A |  | 120 V/1-40 VA | N/A | Linked Revit Model : Clinic_A.rvt | UNSET |  |  | Level: Level 1 | UNSET | F | 0 | 2.680000 |  | 430.556417 | 0 | 0.050000 |  |  |  | 1.200000 |  |  | U-SHAPED, CRI=75 |  | N/A | UNSET | N/A | N/A | TRUE | N/A | 0 | N/A | 0 | 0 | 0 | 0 | 0 | UNSET | N/A | N/A | FIXED | N/A | Downlights | UNSET | N/A |  | N/A | N/A | N/A | 0 | L1 | 0 | N/A | N/A | N/A | 0 | UNSET | UNSET | 0 | 0 | 0 | 0 | 0 | [9 empty] | N/A |  |  |  | 23.80.70.11.14.11 |  |  | B3 |  |  |  | 1291.669250 | Lighting - Dwelling Unit | 1 | L41C | 2 |  |  | 3150.000000 | 32 | [8 empty] | Metal - Paint Finish - Dark Gray, Matte | Glass - White, High Luminance | Metal - Chrome
629 | 1DC4 | 0 | 743312 | New Construction | N/A |  | 0 |  | 0 |  | 103145 | Point+HemiSpherical | 45428 |  | 53299 | REF TYPE MARK | 0 | B3B - 610x610mm | 0 | 87014 | 91167,91168,91169,91170,91171,91172,91173,103533,103534,103535,103536,103537,103538,103539,103540,103541 | 312$WHH7b36fc6XaYoDlpl | 1 |  | M_Troffer Light - Parabolic Square:B3B - 610x610mm:B3B - 610x610mm:743312 |  | YES | N/A | 629 | N/A | 16777215 | N/A | N/A | N/A | N/A | N/A |  | 120 V/1-40 VA | N/A | Linked Revit Model : Clinic_A.rvt | UNSET |  |  | Level: Level 1 | UNSET | F | 0 | 2.680000 |  | 430.556417 | 0 | 0.050000 |  |  |  | 1.200000 |  |  | U-SHAPED, CRI=75 |  | N/A | UNSET | N/A | N/A | TRUE | N/A | 0 | N/A | 0 | 0 | 0 | 0 | 0 | UNSET | N/A | N/A | FIXED | N/A | Downlights | UNSET | N/A |  | N/A | N/A | N/A | 0 | L1 | 0 | N/A | N/A | N/A | 0 | UNSET | UNSET | 0 | 0 | 0 | 0 | 0 | [9 empty] | N/A |  |  |  | 23.80.70.11.14.11 |  |  | B3B |  |  |  | 1291.669250 | Lighting - Dwelling Unit | 1 | L41C | 2 |  |  | 3150.000000 | 32 | [8 empty] | Metal - Paint Finish - Dark Gray, Matte | Glass - White, High Luminance | Metal - Chrome
1349 | 1DC4 |  | 808853 | New Construction | N/A | [5 empty] | 103145 |  | 46014 |  | 43279 |  |  | Single Pole | 0 |  | 95233,95234,95235,95236,95237,95238,103554,103555,103556,103557,103558,103559 | 1LRV9a7_TAYg7FVXvT_Gym | 1 |  | M_Lighting Switches:Single Pole:Single Pole:808853 |  |  | N/A | 1349 | N/A |  | N/A | N/A | N/A | N/A | N/A |  | 120 V/1-0 VA | N/A | Linked Revit Model : Clinic_A.rvt |  |  |  | Level: Level 1 |  |  |  | 1.200000 |  | 0.000000 | [5 empty] | 1.200000 |  |  |  |  | N/A | UNSET | N/A | N/A | TRUE | N/A | 0 | N/A | 0 | 0 | 0 | 0 | 0 | UNSET | N/A | N/A | FIXED | N/A | Switches | UNSET | N/A |  | N/A | N/A | N/A | 0 | L1 | 0 | N/A | N/A | N/A | 0 | [16 empty] | N/A |  |  |  | 23.80.50.11.14 | [7 empty] | Other |  | L41C | 6 | [5 empty] | 1291.669250 | 0.000000
2088 | 1DC4 |  | 929097 | New Construction | N/A | [5 empty] | 103145 |  | 46764 |  | 43990 |  |  | Standard | 0 |  | 99817,99818,99819,99820,99821,99822,103571,103572,103573,103574,103575 | 1QxEP2OYf0FBRe9R366R_A | 1 |  | M_Duplex Receptacle:Standard:Standard:929097 |  |  | N/A | 2088 | N/A |  | N/A | N/A | N/A | N/A | N/A |  | 120 V/1-180 VA | N/A | Linked Revit Model : Clinic_A.rvt | UNSET |  |  | Level: Level 1 |  |  |  | 0.500000 | [7 empty] | 0.460000 |  |  |  |  | N/A | UNSET | N/A | N/A | TRUE | N/A | 0 | N/A | 0 | 0 | 0 | 0 | 0 | UNSET | N/A | N/A | FIXED | N/A | Ground Fault Receptacles | UNSET | N/A |  | N/A | N/A | N/A | 0 | L1 | 0 | N/A | N/A | N/A | 0 | [16 empty] | N/A |  |  |  | 23.80.50.11.17 | [7 empty] | Receptacle |  | N21C1 | 13 | [5 empty] | 1291.669250 | 0.000000 | 514 | 1937.503875 | TRUE
324 | 1CC1 | 0 | 1208512 | New Construction | N/A | Aluminum-Philips Chloride | 0 | F | 0 | Paint-Philips Chloride-Black | 103387 | Rectangle+Spherical | 47243 | 16 | 53873 | REF TYPE MARK | 0 | X1 | 0 | 86599 | 102747,102748,102749,102750,102751,102752,102753,103485,103486,103487,103488,103489,103490,103491,103492,103493,103494 | 1dLDiZnH12mRH5cIKJ8XEx | 1 | No Photometry Available | Exit Sign - Ceiling_Mount_Single:X1:X1:1208512 |  | NO | N/A | 324 | N/A | 16777215 | N/A | N/A | N/A | N/A | N/A | 0.225524 | Luminaire 120 V/1-4 VA | N/A | Linked Revit Model : Clinic_A.rvt | UNSET | 0.336550 | Not Available | Level: Level 1 | UNSET | F | 0 | 2.680000 | Plastic-Philips Chloride-Red | 40.902860 | 0 | 0.609600 | 0.120650 | 0.336550 | 0.225524 | 1.219200 | 12/27 (Dual Voltage - 120/277) | Not Available | LED | 1291.669250 | N/A | UNSET | N/A | N/A | TRUE | N/A | 0 | N/A | 0 | 0 | 0 | 0 | 0 | UNSET | N/A | N/A | FIXED | N/A | Emergency Lighting | UNSET | N/A | D5020200 | N/A | N/A | N/A | 0 | L1 | 0 | N/A | N/A | N/A | 0 | UNSET | UNSET | 0 | 0 | 0 | 0 | 0 | Horizontal | Not Available | Not Available | Not Available | Not Available | Matte Black w/Brushed Aluminum Face | Not Applicable | Red | 1 | N/A | Lighting Equipment | http://www.chloridesys.com/chloride/Chloridefixture.cfm?ID=3748 | http://www.chloridesys.com/chloride/ | 23.80.70.11.21 | CE-11400 | 55 Line LED Die Cast Aluminum Exit - Traditional | X1 | 55LA-1-12/27-R | 55LA-1-12/27-R
325 | 1CC1 | 0 | 1208717 | New Construction | N/A | Aluminum-Philips Chloride | 0 | F | 0 | Paint-Philips Chloride-Black | 103387 | Rectangle+Spherical | 47244 | 16 | 53874 | REF TYPE MARK | 0 | X1 | 0 | 86598 | 102754,102755,102756,102757,102758,102759,102760,103485,103486,103487,103488,103489,103490,103491,103492,103493,103494 | 1dLDiZnH12mRH5cIKJ8XBs | 1 | No Photometry Available | Exit Sign - Ceiling_Mount_Single:X1:X1:1208717 |  | NO | N/A | 325 | N/A | 16777215 | N/A | N/A | N/A | N/A | N/A | 0.225524 | Luminaire 120 V/1-4 VA | N/A | Linked Revit Model : Clinic_A.rvt | UNSET | 0.336550 | Not Available | Level: Level 1 | UNSET | F | 0 | 2.680000 | Plastic-Philips Chloride-Red | 40.902860 | 0 | 0.609600 | 0.120650 | 0.336550 | 0.225524 | 1.219200 | 12/27 (Dual Voltage - 120/277) | Not Available | LED | 1291.669250 | N/A | UNSET | N/A | N/A | TRUE | N/A | 0 | N/A | 0 | 0 | 0 | 0 | 0 | UNSET | N/A | N/A | FIXED | N/A | Emergency Lighting | UNSET | N/A | D5020200 | N/A | N/A | N/A | 0 | L1 | 0 | N/A | N/A | N/A | 0 | UNSET | UNSET | 0 | 0 | 0 | 0 | 0 | Horizontal | Not Available | Not Available | Not Available | Not Available | Matte Black w/Brushed Aluminum Face | Not Applicable | Red | 1 | N/A | Lighting Equipment | http://www.chloridesys.com/chloride/Chloridefixture.cfm?ID=3748 | http://www.chloridesys.com/chloride/ | 23.80.70.11.21 | CE-11400 | 55 Line LED Die Cast Aluminum Exit - Traditional | X1 | 55LA-1-12/27-R | 55LA-1-12/27-R
607 | 1CC1 | 0 | 743039 | New Construction | N/A |  | 0 |  | 0 |  | 103387 | Point+HemiSpherical | 45406 |  | 53277 | REF TYPE MARK | 0 | B3B - 610x610mm | 0 | 87036 | 91013,91014,91015,91016,91017,91018,91019,103533,103534,103535,103536,103537,103538,103539,103540,103541 | 312$WHH7b36fc6XaYoDlq0 | 1 |  | M_Troffer Light - Parabolic Square:B3B - 610x610mm:B3B - 610x610mm:743039 |  | YES | N/A | 607 | N/A | 16777215 | N/A | N/A | N/A | N/A | N/A |  | 120 V/1-40 VA | N/A | Linked Revit Model : Clinic_A.rvt | UNSET |  |  | Level: Level 1 | UNSET | F | 0 | 2.680000 |  | 430.556417 | 0 | 0.050000 |  |  |  | 1.200000 |  |  | U-SHAPED, CRI=75 |  | N/A | UNSET | N/A | N/A | TRUE | N/A | 0 | N/A | 0 | 0 | 0 | 0 | 0 | UNSET | N/A | N/A | FIXED | N/A | Downlights | UNSET | N/A |  | N/A | N/A | N/A | 0 | L1 | 0 | N/A | N/A | N/A | 0 | UNSET | UNSET | 0 | 0 | 0 | 0 | 0 | [9 empty] | N/A |  |  |  | 23.80.70.11.14.11 |  |  | B3B |  |  |  | 1291.669250 | Lighting - Dwelling Unit | 1 | L41C | 2 |  |  | 3150.000000 | 32 | [8 empty] | Metal - Paint Finish - Dark Gray, Matte | Glass - White, High Luminance | Metal - Chrome
608 | 1CC1 | 0 | 743047 | New Construction | N/A |  | 0 |  | 0 |  | 103387 | Point+HemiSpherical | 45407 |  | 53278 | REF TYPE MARK | 0 | B3 - 610x610mm | 0 | 87035 | 91020,91021,91022,91023,91024,91025,91026,103543,103544,103545,103546,103547,103548,103549,103550,103551 | 312$WHH7b36fc6XaYoDltu | 1 |  | M_Troffer Light - Parabolic Square:B3 - 610x610mm:B3 - 610x610mm:743047 |  | NO | N/A | 608 | N/A | 16777215 | N/A | N/A | N/A | N/A | N/A |  | 120 V/1-40 VA | N/A | Linked Revit Model : Clinic_A.rvt | UNSET |  |  | Level: Level 1 | UNSET | F | 0 | 2.680000 |  | 430.556417 | 0 | 0.050000 |  |  |  | 1.200000 |  |  | U-SHAPED, CRI=75 |  | N/A | UNSET | N/A | N/A | TRUE | N/A | 0 | N/A | 0 | 0 | 0 | 0 | 0 | UNSET | N/A | N/A | FIXED | N/A | Downlights | UNSET | N/A |  | N/A | N/A | N/A | 0 | L1 | 0 | N/A | N/A | N/A | 0 | UNSET | UNSET | 0 | 0 | 0 | 0 | 0 | [9 empty] | N/A |  |  |  | 23.80.70.11.14.11 |  |  | B3 |  |  |  | 1291.669250 | Lighting - Dwelling Unit | 1 | L41C | 2 |  |  | 3150.000000 | 32 | [8 empty] | Metal - Paint Finish - Dark Gray, Matte | Glass - White, High Luminance | Metal - Chrome
609 | 1CC1 | 0 | 743053 | New Construction | N/A |  | 0 |  | 0 |  | 103387 | Point+HemiSpherical | 45408 |  | 53279 | REF TYPE MARK | 0 | B3 - 610x610mm | 0 | 87034 | 91027,91028,91029,91030,91031,91032,91033,103543,103544,103545,103546,103547,103548,103549,103550,103551 | 312$WHH7b36fc6XaYoDlto | 1 |  | M_Troffer Light - Parabolic Square:B3 - 610x610mm:B3 - 610x610mm:743053 |  | NO | N/A | 609 | N/A | 16777215 | N/A | N/A | N/A | N/A | N/A |  | 120 V/1-40 VA | N/A | Linked Revit Model : Clinic_A.rvt | UNSET |  |  | Level: Level 1 | UNSET | F | 0 | 2.680000 |  | 430.556417 | 0 | 0.050000 |  |  |  | 1.200000 |  |  | U-SHAPED, CRI=75 |  | N/A | UNSET | N/A | N/A | TRUE | N/A | 0 | N/A | 0 | 0 | 0 | 0 | 0 | UNSET | N/A | N/A | FIXED | N/A | Downlights | UNSET | N/A |  | N/A | N/A | N/A | 0 | L1 | 0 | N/A | N/A | N/A | 0 | UNSET | UNSET | 0 | 0 | 0 | 0 | 0 | [9 empty] | N/A |  |  |  | 23.80.70.11.14.11 |  |  | B3 |  |  |  | 1291.669250 | Lighting - Dwelling Unit | 1 | L41C | 2 |  |  | 3150.000000 | 32 | [8 empty] | Metal - Paint Finish - Dark Gray, Matte | Glass - White, High Luminance | Metal - Chrome
610 | 1CC1 | 0 | 743061 | New Construction | N/A |  | 0 |  | 0 |  | 103387 | Point+HemiSpherical | 45409 |  | 53280 | REF TYPE MARK | 0 | B3B - 610x610mm | 0 | 87033 | 91034,91035,91036,91037,91038,91039,91040,103533,103534,103535,103536,103537,103538,103539,103540,103541 | 312$WHH7b36fc6XaYoDltg | 1 |  | M_Troffer Light - Parabolic Square:B3B - 610x610mm:B3B - 610x610mm:743061 |  | YES | N/A | 610 | N/A | 16777215 | N/A | N/A | N/A | N/A | N/A |  | 120 V/1-40 VA | N/A | Linked Revit Model : Clinic_A.rvt | UNSET |  |  | Level: Level 1 | UNSET | F | 0 | 2.680000 |  | 430.556417 | 0 | 0.050000 |  |  |  | 1.200000 |  |  | U-SHAPED, CRI=75 |  | N/A | UNSET | N/A | N/A | TRUE | N/A | 0 | N/A | 0 | 0 | 0 | 0 | 0 | UNSET | N/A | N/A | FIXED | N/A | Downlights | UNSET | N/A |  | N/A | N/A | N/A | 0 | L1 | 0 | N/A | N/A | N/A | 0 | UNSET | UNSET | 0 | 0 | 0 | 0 | 0 | [9 empty] | N/A |  |  |  | 23.80.70.11.14.11 |  |  | B3B |  |  |  | 1291.669250 | Lighting - Dwelling Unit | 1 | L41C | 2 |  |  | 3150.000000 | 32 | [8 empty] | Metal - Paint Finish - Dark Gray, Matte | Glass - White, High Luminance | Metal - Chrome
611 | 1CC1 | 0 | 743069 | New Construction | N/A |  | 0 |  | 0 |  | 103387 | Point+HemiSpherical | 45410 |  | 53281 | REF TYPE MARK | 0 | B3 - 610x610mm | 0 | 87032 | 91041,91042,91043,91044,91045,91046,91047,103543,103544,103545,103546,103547,103548,103549,103550,103551 | 312$WHH7b36fc6XaYoDltY | 1 |  | M_Troffer Light - Parabolic Square:B3 - 610x610mm:B3 - 610x610mm:743069 |  | NO | N/A | 611 | N/A | 16777215 | N/A | N/A | N/A | N/A | N/A |  | 120 V/1-40 VA | N/A | Linked Revit Model : Clinic_A.rvt | UNSET |  |  | Level: Level 1 | UNSET | F | 0 | 2.680000 |  | 430.556417 | 0 | 0.050000 |  |  |  | 1.200000 |  |  | U-SHAPED, CRI=75 |  | N/A | UNSET | N/A | N/A | TRUE | N/A | 0 | N/A | 0 | 0 | 0 | 0 | 0 | UNSET | N/A | N/A | FIXED | N/A | Downlights | UNSET | N/A |  | N/A | N/A | N/A | 0 | L1 | 0 | N/A | N/A | N/A | 0 | UNSET | UNSET | 0 | 0 | 0 | 0 | 0 | [9 empty] | N/A |  |  |  | 23.80.70.11.14.11 |  |  | B3 |  |  |  | 1291.669250 | Lighting - Dwelling Unit | 1 | L41C | 2 |  |  | 3150.000000 | 32 | [8 empty] | Metal - Paint Finish - Dark Gray, Matte | Glass - White, High Luminance | Metal - Chrome
612 | 1CC1 | 0 | 743077 | New Construction | N/A |  | 0 |  | 0 |  | 103387 | Point+HemiSpherical | 45411 |  | 53282 | REF TYPE MARK | 0 | B3 - 610x610mm | 0 | 87031 | 91048,91049,91050,91051,91052,91053,91054,103543,103544,103545,103546,103547,103548,103549,103550,103551 | 312$WHH7b36fc6XaYoDltQ | 1 |  | M_Troffer Light - Parabolic Square:B3 - 610x610mm:B3 - 610x610mm:743077 |  | NO | N/A | 612 | N/A | 16777215 | N/A | N/A | N/A | N/A | N/A |  | 120 V/1-40 VA | N/A | Linked Revit Model : Clinic_A.rvt | UNSET |  |  | Level: Level 1 | UNSET | F | 0 | 2.680000 |  | 430.556417 | 0 | 0.050000 |  |  |  | 1.200000 |  |  | U-SHAPED, CRI=75 |  | N/A | UNSET | N/A | N/A | TRUE | N/A | 0 | N/A | 0 | 0 | 0 | 0 | 0 | UNSET | N/A | N/A | FIXED | N/A | Downlights | UNSET | N/A |  | N/A | N/A | N/A | 0 | L1 | 0 | N/A | N/A | N/A | 0 | UNSET | UNSET | 0 | 0 | 0 | 0 | 0 | [9 empty] | N/A |  |  |  | 23.80.70.11.14.11 |  |  | B3 |  |  |  | 1291.669250 | Lighting - Dwelling Unit | 1 | L41C | 2 |  |  | 3150.000000 | 32 | [8 empty] | Metal - Paint Finish - Dark Gray, Matte | Glass - White, High Luminance | Metal - Chrome
613 | 1CC1 | 0 | 743085 | New Construction | N/A |  | 0 |  | 0 |  | 103387 | Point+HemiSpherical | 45412 |  | 53283 | REF TYPE MARK | 0 | B3B - 610x610mm | 0 | 87030 | 91055,91056,91057,91058,91059,91060,91061,103533,103534,103535,103536,103537,103538,103539,103540,103541 | 312$WHH7b36fc6XaYoDltI | 1 |  | M_Troffer Light - Parabolic Square:B3B - 610x610mm:B3B - 610x610mm:743085 |  | YES | N/A | 613 | N/A | 16777215 | N/A | N/A | N/A | N/A | N/A |  | 120 V/1-40 VA | N/A | Linked Revit Model : Clinic_A.rvt | UNSET |  |  | Level: Level 1 | UNSET | F | 0 | 2.680000 |  | 430.556417 | 0 | 0.050000 |  |  |  | 1.200000 |  |  | U-SHAPED, CRI=75 |  | N/A | UNSET | N/A | N/A | TRUE | N/A | 0 | N/A | 0 | 0 | 0 | 0 | 0 | UNSET | N/A | N/A | FIXED | N/A | Downlights | UNSET | N/A |  | N/A | N/A | N/A | 0 | L1 | 0 | N/A | N/A | N/A | 0 | UNSET | UNSET | 0 | 0 | 0 | 0 | 0 | [9 empty] | N/A |  |  |  | 23.80.70.11.14.11 |  |  | B3B |  |  |  | 1291.669250 | Lighting - Dwelling Unit | 1 | L41C | 2 |  |  | 3150.000000 | 32 | [8 empty] | Metal - Paint Finish - Dark Gray, Matte | Glass - White, High Luminance | Metal - Chrome
618 | 1CC1 | 0 | 743206 | New Construction | N/A |  | 0 |  | 0 |  | 103387 | Point+HemiSpherical | 45417 |  | 53288 | REF TYPE MARK | 0 | B3 - 610x610mm | 0 | 87025 | 91090,91091,91092,91093,91094,91095,91096,103543,103544,103545,103546,103547,103548,103549,103550,103551 | 312$WHH7b36fc6XaYoDlnP | 1 |  | M_Troffer Light - Parabolic Square:B3 - 610x610mm:B3 - 610x610mm:743206 |  | NO | N/A | 618 | N/A | 16777215 | N/A | N/A | N/A | N/A | N/A |  | 120 V/1-40 VA | N/A | Linked Revit Model : Clinic_A.rvt | UNSET |  |  | Level: Level 1 | UNSET | F | 0 | 2.680000 |  | 430.556417 | 0 | 0.050000 |  |  |  | 1.200000 |  |  | U-SHAPED, CRI=75 |  | N/A | UNSET | N/A | N/A | TRUE | N/A | 0 | N/A | 0 | 0 | 0 | 0 | 0 | UNSET | N/A | N/A | FIXED | N/A | Downlights | UNSET | N/A |  | N/A | N/A | N/A | 0 | L1 | 0 | N/A | N/A | N/A | 0 | UNSET | UNSET | 0 | 0 | 0 | 0 | 0 | [9 empty] | N/A |  |  |  | 23.80.70.11.14.11 |  |  | B3 |  |  |  | 1291.669250 | Lighting - Dwelling Unit | 1 | L41C | 2 |  |  | 3150.000000 | 32 | [8 empty] | Metal - Paint Finish - Dark Gray, Matte | Glass - White, High Luminance | Metal - Chrome
1331 | 1CC1 |  | 805222 | New Construction | N/A | [5 empty] | 103387 |  | 45996 |  | 43261 |  |  | Single Pole | 0 |  | 95125,95126,95127,95128,95129,95130,103554,103555,103556,103557,103558,103559 | 1LRV9a7_TAYg7FVXvT_H73 | 1 |  | M_Lighting Switches:Single Pole:Single Pole:805222 |  |  | N/A | 1331 | N/A |  | N/A | N/A | N/A | N/A | N/A |  | 120 V/1-0 VA | N/A | Linked Revit Model : Clinic_A.rvt |  |  |  | Level: Level 1 |  |  |  | 1.200000 |  | 0.000000 | [5 empty] | 1.200000 |  |  |  |  | N/A | UNSET | N/A | N/A | TRUE | N/A | 0 | N/A | 0 | 0 | 0 | 0 | 0 | UNSET | N/A | N/A | FIXED | N/A | Switches | UNSET | N/A |  | N/A | N/A | N/A | 0 | L1 | 0 | N/A | N/A | N/A | 0 | [16 empty] | N/A |  |  |  | 23.80.50.11.14 | [7 empty] | Other |  | L41C | 2 | [5 empty] | 1291.669250 | 0.000000
1635 | 1CC1 |  | 868266 | New Construction | N/A | [5 empty] | 103387 |  | 46294 |  | 43533 |  |  | Standard | 0 |  | 96980,96981,96982,96983,96984,96985,103571,103572,103573,103574,103575 | 0Oe4W3Rwf1Dht7uPdCMJsT | 1 |  | M_Duplex Receptacle:Standard:Standard:868266 |  |  | N/A | 1635 | N/A |  | N/A | N/A | N/A | N/A | N/A |  | 120 V/1-180 VA | N/A | Linked Revit Model : Clinic_A.rvt | UNSET |  |  | Level: Level 1 |  |  |  | 0.500000 | [7 empty] | 0.460000 |  |  |  |  | N/A | UNSET | N/A | N/A | TRUE | N/A | 0 | N/A | 0 | 0 | 0 | 0 | 0 | UNSET | N/A | N/A | FIXED | N/A | Ground Fault Receptacles | UNSET | N/A |  | N/A | N/A | N/A | 0 | L1 | 0 | N/A | N/A | N/A | 0 | [16 empty] | N/A |  |  |  | 23.80.50.11.17 | [7 empty] | Receptacle |  | N21C | 18 | [5 empty] | 1291.669250 | 0.000000 | 61 | 1937.503875 | TRUE
1654 | 1CC1 |  | 869402 | New Construction | N/A | [5 empty] | 103387 |  | 46313 |  | 43552 |  |  | Standard | 0 |  | 97094,97095,97096,97097,97098,97099,103571,103572,103573,103574,103575 | 0Oe4W3Rwf1Dht7uPdCMKOj | 1 |  | M_Duplex Receptacle:Standard:Standard:869402 |  |  | N/A | 1654 | N/A |  | N/A | N/A | N/A | N/A | N/A |  | 120 V/1-180 VA | N/A | Linked Revit Model : Clinic_A.rvt | UNSET |  |  | Level: Level 1 |  |  |  | 0.500000 | [7 empty] | 0.460000 |  |  |  |  | N/A | UNSET | N/A | N/A | TRUE | N/A | 0 | N/A | 0 | 0 | 0 | 0 | 0 | UNSET | N/A | N/A | FIXED | N/A | Ground Fault Receptacles | UNSET | N/A |  | N/A | N/A | N/A | 0 | L1 | 0 | N/A | N/A | N/A | 0 | [16 empty] | N/A |  |  |  | 23.80.50.11.17 | [7 empty] | Receptacle |  | N21C | 10 | [5 empty] | 1291.669250 | 0.000000 | 80 | 1937.503875 | TRUE
1017 | 1CC2 | 0 | 809583 | New Construction | N/A |  | 0 |  | 0 |  | 102936 | Point+HemiSpherical | 46015 |  | 53821 | REF TYPE MARK | 0 | B3 - 610x610mm | 0 | 86630 | 95239,95240,95241,95242,95243,95244,95245,103543,103544,103545,103546,103547,103548,103549,103550,103551 | 27hb3WYkv0ex4q4a4cSx85 | 1 |  | M_Troffer Light - Parabolic Square:B3 - 610x610mm:B3 - 610x610mm:809583 |  | NO | N/A | 1017 | N/A | 16777215 | N/A | N/A | N/A | N/A | N/A |  | 120 V/1-40 VA | N/A | Linked Revit Model : Clinic_A.rvt | UNSET |  |  | Level: Level 1 | UNSET | F | 0 | 2.680000 |  | 430.556417 | 0 | 0.050000 |  |  |  | 1.200000 |  |  | U-SHAPED, CRI=75 |  | N/A | UNSET | N/A | N/A | TRUE | N/A | 0 | N/A | 0 | 0 | 0 | 0 | 0 | UNSET | N/A | N/A | FIXED | N/A | Downlights | UNSET | N/A |  | N/A | N/A | N/A | 0 | L1 | 0 | N/A | N/A | N/A | 0 | UNSET | UNSET | 0 | 0 | 0 | 0 | 0 | [9 empty] | N/A |  |  |  | 23.80.70.11.14.11 |  |  | B3 |  |  |  | 1291.669250 | Lighting - Dwelling Unit | 1 | L41C | 2 |  |  | 3150.000000 | 32 | [8 empty] | Metal - Paint Finish - Dark Gray, Matte | Glass - White, High Luminance | Metal - Chrome
1625 | 1CC2 |  | 867328 | New Construction | N/A | [5 empty] | 102936 |  | 46284 |  | 43523 |  |  | Standard | 0 |  | 96920,96921,96922,96923,96924,96925,103571,103572,103573,103574,103575 | 0Oe4W3Rwf1Dht7uPdCMJut | 1 |  | M_Duplex Receptacle:Standard:Standard:867328 |  |  | N/A | 1625 | N/A |  | N/A | N/A | N/A | N/A | N/A |  | 120 V/1-180 VA | N/A | Linked Revit Model : Clinic_A.rvt | UNSET |  |  | Level: Level 1 |  |  |  | 0.500000 | [7 empty] | 0.460000 |  |  |  |  | N/A | UNSET | N/A | N/A | TRUE | N/A | 0 | N/A | 0 | 0 | 0 | 0 | 0 | UNSET | N/A | N/A | FIXED | N/A | Ground Fault Receptacles | UNSET | N/A |  | N/A | N/A | N/A | 0 | L1 | 0 | N/A | N/A | N/A | 0 | [16 empty] | N/A |  |  |  | 23.80.50.11.17 | [7 empty] | Receptacle |  | N21C | 16 | [5 empty] | 1291.669250 | 0.000000 | 51 | 1937.503875 | TRUE
323 | 1CC3 | 0 | 1208478 | New Construction | N/A | Aluminum-Philips Chloride | 0 | F | 0 | Paint-Philips Chloride-Black | 103100 | Rectangle+Spherical | 47242 | 16 | 53872 | REF TYPE MARK | 0 | X1 | 0 | 86600 | 102740,102741,102742,102743,102744,102745,102746,103485,103486,103487,103488,103489,103490,103491,103492,103493,103494 | 1dLDiZnH12mRH5cIKJ8XFb | 1 | No Photometry Available | Exit Sign - Ceiling_Mount_Single:X1:X1:1208478 |  | NO | N/A | 323 | N/A | 16777215 | N/A | N/A | N/A | N/A | N/A | 0.225524 | Luminaire 120 V/1-4 VA | N/A | Linked Revit Model : Clinic_A.rvt | UNSET | 0.336550 | Not Available | Level: Level 1 | UNSET | F | 0 | 2.680000 | Plastic-Philips Chloride-Red | 40.902860 | 0 | 0.609600 | 0.120650 | 0.336550 | 0.225524 | 1.219200 | 12/27 (Dual Voltage - 120/277) | Not Available | LED | 1291.669250 | N/A | UNSET | N/A | N/A | TRUE | N/A | 0 | N/A | 0 | 0 | 0 | 0 | 0 | UNSET | N/A | N/A | FIXED | N/A | Emergency Lighting | UNSET | N/A | D5020200 | N/A | N/A | N/A | 0 | L1 | 0 | N/A | N/A | N/A | 0 | UNSET | UNSET | 0 | 0 | 0 | 0 | 0 | Horizontal | Not Available | Not Available | Not Available | Not Available | Matte Black w/Brushed Aluminum Face | Not Applicable | Red | 1 | N/A | Lighting Equipment | http://www.chloridesys.com/chloride/Chloridefixture.cfm?ID=3748 | http://www.chloridesys.com/chloride/ | 23.80.70.11.21 | CE-11400 | 55 Line LED Die Cast Aluminum Exit - Traditional | X1 | 55LA-1-12/27-R | 55LA-1-12/27-R
614 | 1CC3 | 0 | 743093 | New Construction | N/A |  | 0 |  | 0 |  | 103100 | Point+HemiSpherical | 45413 |  | 53284 | REF TYPE MARK | 0 | B3 - 610x610mm | 0 | 87029 | 91062,91063,91064,91065,91066,91067,91068,103543,103544,103545,103546,103547,103548,103549,103550,103551 | 312$WHH7b36fc6XaYoDltA | 1 |  | M_Troffer Light - Parabolic Square:B3 - 610x610mm:B3 - 610x610mm:743093 |  | NO | N/A | 614 | N/A | 16777215 | N/A | N/A | N/A | N/A | N/A |  | 120 V/1-40 VA | N/A | Linked Revit Model : Clinic_A.rvt | UNSET |  |  | Level: Level 1 | UNSET | F | 0 | 2.680000 |  | 430.556417 | 0 | 0.050000 |  |  |  | 1.200000 |  |  | U-SHAPED, CRI=75 |  | N/A | UNSET | N/A | N/A | TRUE | N/A | 0 | N/A | 0 | 0 | 0 | 0 | 0 | UNSET | N/A | N/A | FIXED | N/A | Downlights | UNSET | N/A |  | N/A | N/A | N/A | 0 | L1 | 0 | N/A | N/A | N/A | 0 | UNSET | UNSET | 0 | 0 | 0 | 0 | 0 | [9 empty] | N/A |  |  |  | 23.80.70.11.14.11 |  |  | B3 |  |  |  | 1291.669250 | Lighting - Dwelling Unit | 1 | L41C | 2 |  |  | 3150.000000 | 32 | [8 empty] | Metal - Paint Finish - Dark Gray, Matte | Glass - White, High Luminance | Metal - Chrome
615 | 1CC3 | 0 | 743101 | New Construction | N/A |  | 0 |  | 0 |  | 103100 | Point+HemiSpherical | 45414 |  | 53285 | REF TYPE MARK | 0 | B3B - 610x610mm | 0 | 87028 | 91069,91070,91071,91072,91073,91074,91075,103533,103534,103535,103536,103537,103538,103539,103540,103541 | 312$WHH7b36fc6XaYoDlt2 | 1 |  | M_Troffer Light - Parabolic Square:B3B - 610x610mm:B3B - 610x610mm:743101 |  | YES | N/A | 615 | N/A | 16777215 | N/A | N/A | N/A | N/A | N/A |  | 120 V/1-40 VA | N/A | Linked Revit Model : Clinic_A.rvt | UNSET |  |  | Level: Level 1 | UNSET | F | 0 | 2.680000 |  | 430.556417 | 0 | 0.050000 |  |  |  | 1.200000 |  |  | U-SHAPED, CRI=75 |  | N/A | UNSET | N/A | N/A | TRUE | N/A | 0 | N/A | 0 | 0 | 0 | 0 | 0 | UNSET | N/A | N/A | FIXED | N/A | Downlights | UNSET | N/A |  | N/A | N/A | N/A | 0 | L1 | 0 | N/A | N/A | N/A | 0 | UNSET | UNSET | 0 | 0 | 0 | 0 | 0 | [9 empty] | N/A |  |  |  | 23.80.70.11.14.11 |  |  | B3B |  |  |  | 1291.669250 | Lighting - Dwelling Unit | 1 | L41C | 2 |  |  | 3150.000000 | 32 | [8 empty] | Metal - Paint Finish - Dark Gray, Matte | Glass - White, High Luminance | Metal - Chrome
1606 | 1CC3 |  | 865467 | New Construction | N/A | [5 empty] | 103100 |  | 46265 |  | 43504 |  |  | Standard | 0 |  | 96806,96807,96808,96809,96810,96811,103571,103572,103573,103574,103575 | 0Oe4W3Rwf1Dht7uPdCMJQC | 1 |  | M_Duplex Receptacle:Standard:Standard:865467 |  |  | N/A | 1606 | N/A |  | N/A | N/A | N/A | N/A | N/A |  | 120 V/1-180 VA | N/A | Linked Revit Model : Clinic_A.rvt | UNSET |  |  | Level: Level 1 |  |  |  | 0.500000 | [7 empty] | 0.460000 |  |  |  |  | N/A | UNSET | N/A | N/A | TRUE | N/A | 0 | N/A | 0 | 0 | 0 | 0 | 0 | UNSET | N/A | N/A | FIXED | N/A | Ground Fault Receptacles | UNSET | N/A |  | N/A | N/A | N/A | 0 | L1 | 0 | N/A | N/A | N/A | 0 | [16 empty] | N/A |  |  |  | 23.80.50.11.17 | [7 empty] | Receptacle |  | N21C | 4 | [5 empty] | 1291.669250 | 0.000000 | 32 | 1937.503875 | TRUE
1085 | 1C01 | 0 | 748450 | New Construction | N/A |  | 0 |  | 0 |  | 103168 | Point+HemiSpherical | 45536 |  | 53407 | REF TYPE MARK | 0 | SD - 213mm Diameter | 0 |  | 91931,91932,91933,91934,91935,91936,91937,103427,103428,103429,103430,103431,103432,103433,103434 | 1MPejKGxvAxOPe64yBS0mY | 1 |  | M_Downlight - Recessed Can:SD - 213mm Diameter:SD - 213mm Diameter:748450 |  | NO | N/A | 1085 | N/A | 16777215 | N/A | N/A | N/A | N/A | N/A |  | 120 V/1-100 VA | N/A | Linked Revit Model : Clinic_A.rvt | UNSET |  |  | Level: Level 1 | UNSET | F | 0 | 2.680000 |  | 1076.391042 | 0 | 0.050000 |  |  |  | 1.200000 |  |  | T4, QUAD TUBE, CRI=82 |  | N/A | UNSET | N/A | N/A | TRUE | N/A | 0 | N/A | 0 | 0 | 0 | 0 | 0 | UNSET | N/A | N/A | FIXED | N/A | Downlights | UNSET | N/A | D5020220 | N/A | N/A | N/A | 0 | L1 | 0 | N/A | N/A | N/A | 0 | UNSET | UNSET | 0 | 0 | 0 | 0 | 0 | [9 empty] | N/A | Lighting - Incandescent |  |  | 23.80.70.11.14.11 |  |  | SD |  |  | 0.100000 | 1291.669250 | Lighting - Dwelling Unit | 1 | N21C1 | 22 | 0.200000 | 0.200000 | 1800.000000 | 26 | 0.087300
1086 | 1C01 | 0 | 748516 | New Construction | N/A |  | 0 |  | 0 |  | 103168 | Point+HemiSpherical | 45537 |  | 53408 | REF TYPE MARK | 0 | SD - 213mm Diameter | 0 |  | 91938,91939,91940,91941,91942,91943,91944,103427,103428,103429,103430,103431,103432,103433,103434 | 1MPejKGxvAxOPe64yBS0na | 1 |  | M_Downlight - Recessed Can:SD - 213mm Diameter:SD - 213mm Diameter:748516 |  | NO | N/A | 1086 | N/A | 16777215 | N/A | N/A | N/A | N/A | N/A |  | 120 V/1-100 VA | N/A | Linked Revit Model : Clinic_A.rvt | UNSET |  |  | Level: Level 1 | UNSET | F | 0 | 2.680000 |  | 1076.391042 | 0 | 0.050000 |  |  |  | 1.200000 |  |  | T4, QUAD TUBE, CRI=82 |  | N/A | UNSET | N/A | N/A | TRUE | N/A | 0 | N/A | 0 | 0 | 0 | 0 | 0 | UNSET | N/A | N/A | FIXED | N/A | Downlights | UNSET | N/A | D5020220 | N/A | N/A | N/A | 0 | L1 | 0 | N/A | N/A | N/A | 0 | UNSET | UNSET | 0 | 0 | 0 | 0 | 0 | [9 empty] | N/A | Lighting - Incandescent |  |  | 23.80.70.11.14.11 |  |  | SD |  |  | 0.100000 | 1291.669250 | Lighting - Dwelling Unit | 1 | N21C1 | 22 | 0.200000 | 0.200000 | 1800.000000 | 26 | 0.087300
1087 | 1C01 | 0 | 748538 | New Construction | N/A |  | 0 |  | 0 |  | 103168 | Point+HemiSpherical | 45538 |  | 53409 | REF TYPE MARK | 0 | SD - 213mm Diameter | 0 |  | 91945,91946,91947,91948,91949,91950,91951,103427,103428,103429,103430,103431,103432,103433,103434 | 1MPejKGxvAxOPe64yBS0nw | 1 |  | M_Downlight - Recessed Can:SD - 213mm Diameter:SD - 213mm Diameter:748538 |  | NO | N/A | 1087 | N/A | 16777215 | N/A | N/A | N/A | N/A | N/A |  | 120 V/1-100 VA | N/A | Linked Revit Model : Clinic_A.rvt | UNSET |  |  | Level: Level 1 | UNSET | F | 0 | 2.680000 |  | 1076.391042 | 0 | 0.050000 |  |  |  | 1.200000 |  |  | T4, QUAD TUBE, CRI=82 |  | N/A | UNSET | N/A | N/A | TRUE | N/A | 0 | N/A | 0 | 0 | 0 | 0 | 0 | UNSET | N/A | N/A | FIXED | N/A | Downlights | UNSET | N/A | D5020220 | N/A | N/A | N/A | 0 | L1 | 0 | N/A | N/A | N/A | 0 | UNSET | UNSET | 0 | 0 | 0 | 0 | 0 | [9 empty] | N/A | Lighting - Incandescent |  |  | 23.80.70.11.14.11 |  |  | SD |  |  | 0.100000 | 1291.669250 | Lighting - Dwelling Unit | 1 | N21C1 | 22 | 0.200000 | 0.200000 | 1800.000000 | 26 | 0.087300
1088 | 1C01 | 0 | 748571 | New Construction | N/A |  | 0 |  | 0 |  | 103168 | Point+HemiSpherical | 45539 |  | 53410 | REF TYPE MARK | 0 | SD - 213mm Diameter | 0 |  | 91952,91953,91954,91955,91956,91957,91958,103427,103428,103429,103430,103431,103432,103433,103434 | 1MPejKGxvAxOPe64yBS0kR | 1 |  | M_Downlight - Recessed Can:SD - 213mm Diameter:SD - 213mm Diameter:748571 |  | NO | N/A | 1088 | N/A | 16777215 | N/A | N/A | N/A | N/A | N/A |  | 120 V/1-100 VA | N/A | Linked Revit Model : Clinic_A.rvt | UNSET |  |  | Level: Level 1 | UNSET | F | 0 | 2.680000 |  | 1076.391042 | 0 | 0.050000 |  |  |  | 1.200000 |  |  | T4, QUAD TUBE, CRI=82 |  | N/A | UNSET | N/A | N/A | TRUE | N/A | 0 | N/A | 0 | 0 | 0 | 0 | 0 | UNSET | N/A | N/A | FIXED | N/A | Downlights | UNSET | N/A | D5020220 | N/A | N/A | N/A | 0 | L1 | 0 | N/A | N/A | N/A | 0 | UNSET | UNSET | 0 | 0 | 0 | 0 | 0 | [9 empty] | N/A | Lighting - Incandescent |  |  | 23.80.70.11.14.11 |  |  | SD |  |  | 0.100000 | 1291.669250 | Lighting - Dwelling Unit | 1 | N21C1 | 22 | 0.200000 | 0.200000 | 1800.000000 | 26 | 0.087300
1652 | 1C01 |  | 869273 | New Construction | N/A | [5 empty] | 103168 |  | 46311 |  | 43550 |  |  | Standard | 0 |  | 97082,97083,97084,97085,97086,97087,103571,103572,103573,103574,103575 | 0Oe4W3Rwf1Dht7uPdCMK6k | 1 |  | M_Duplex Receptacle:Standard:Standard:869273 |  |  | N/A | 1652 | N/A |  | N/A | N/A | N/A | N/A | N/A |  | 120 V/1-180 VA | N/A | Linked Revit Model : Clinic_A.rvt | UNSET |  |  | Level: Level 1 |  |  |  | 0.500000 | [7 empty] | 0.460000 |  |  |  |  | N/A | UNSET | N/A | N/A | TRUE | N/A | 0 | N/A | 0 | 0 | 0 | 0 | 0 | UNSET | N/A | N/A | FIXED | N/A | Ground Fault Receptacles | UNSET | N/A |  | N/A | N/A | N/A | 0 | L1 | 0 | N/A | N/A | N/A | 0 | [16 empty] | N/A |  |  |  | 23.80.50.11.17 | [7 empty] | Receptacle |  | N21C | 19 | [5 empty] | 1291.669250 | 0.000000 | 78 | 1937.503875 | TRUE
2084 | 1C01 |  | 928706 | New Construction | N/A | [5 empty] | 103168 |  | 46760 |  | 43986 |  |  | Standard | 0 |  | 99793,99794,99795,99796,99797,99798,103571,103572,103573,103574,103575 | 1GCtFGFZjETgH_mKRwirZM | 1 |  | M_Duplex Receptacle:Standard:Standard:928706 |  |  | N/A | 2084 | N/A |  | N/A | N/A | N/A | N/A | N/A |  | 120 V/1-180 VA | N/A | Linked Revit Model : Clinic_A.rvt | UNSET |  |  | Level: Level 1 |  |  |  | 0.500000 | [7 empty] | 0.460000 |  |  |  |  | N/A | UNSET | N/A | N/A | TRUE | N/A | 0 | N/A | 0 | 0 | 0 | 0 | 0 | UNSET | N/A | N/A | FIXED | N/A | Ground Fault Receptacles | UNSET | N/A |  | N/A | N/A | N/A | 0 | L1 | 0 | N/A | N/A | N/A | 0 | [16 empty] | N/A |  |  |  | 23.80.50.11.17 | [7 empty] | Receptacle |  | N21C | 19 | [5 empty] | 1291.669250 | 0.000000 | 510 | 1937.503875 | TRUE
568 | 1C02 | 0 | 740834 | New Construction | N/A |  | 0 |  | 0 |  | 103335 | Point+HemiSpherical | 45367 |  | 53238 | REF TYPE MARK | 0 | B1 - 0610x1219mm | 0 | 87075 | 90740,90741,90742,90743,90744,90745,90746,103561,103562,103563,103564,103565,103566,103567,103568,103569 | 2ikEQjpcTDnxUN0yGA3WMq | 1 |  | M_Troffer Light - Parabolic Rectangular:B1 - 0610x1219mm:B1 - 0610x1219mm:740834 |  | NO | N/A | 568 | N/A | 16777215 | N/A | N/A | N/A | N/A | N/A |  | 120 V/1-80 VA | N/A | <not associated> | UNSET |  |  | Level: Level 1 | UNSET | F | 0 | 2.680000 |  | 861.112833 | 0 | 0.050000 |  |  |  | 1.200000 |  |  | T8, 1219mm, RAPID START, CRI=75 |  | N/A | UNSET | N/A | N/A | TRUE | N/A | 0 | N/A | 0 | 0 | 0 | 0 | 0 | UNSET | N/A | N/A | FIXED | N/A | Downlights | UNSET | N/A | D5020210 | N/A | N/A | N/A | 0 | L1 | 0 | N/A | N/A | N/A | 0 | UNSET | UNSET | 0 | 0 | 0 | 0 | 0 | [9 empty] | N/A | Lighting - Fluorescent |  |  | 23.80.70.11.14.11 |  |  | B1 |  |  |  | 1291.669250 | Lighting - Dwelling Unit | 1 | N21C1 | 22 |  |  | 2900.000000 | 32 | [8 empty] | Metal - Paint Finish - Dark Gray, Matte | Glass - White, High Luminance | Metal - Chrome
1089 | 1C02 | 0 | 748595 | New Construction | N/A |  | 0 |  | 0 |  | 103335 | Point+HemiSpherical | 45540 |  | 53411 | REF TYPE MARK | 0 | SB - 102mm Diameter | 0 |  | 91959,91960,91961,91962,91963,91964,91965,103525,103526,103527,103528,103529,103530,103531,103532 | 1MPejKGxvAxOPe64yBS0kp | 1 |  | M_Downlight - Recessed Can:SB - 102mm Diameter:SB - 102mm Diameter:748595 |  | NO | N/A | 1089 | N/A | 16777215 | N/A | N/A | N/A | N/A | N/A |  | 120 V/1-100 VA | N/A | Linked Revit Model : Clinic_A.rvt | UNSET |  |  | Level: Level 1 | UNSET | F | 0 | 2.680000 |  | 1076.391042 | 0 | 0.050000 |  |  |  | 1.200000 |  |  | T4, QUAD TUBE, CRI=82 |  | N/A | UNSET | N/A | N/A | TRUE | N/A | 0 | N/A | 0 | 0 | 0 | 0 | 0 | UNSET | N/A | N/A | FIXED | N/A | Downlights | UNSET | N/A | D5020220 | N/A | N/A | N/A | 0 | L1 | 0 | N/A | N/A | N/A | 0 | UNSET | UNSET | 0 | 0 | 0 | 0 | 0 | [9 empty] | N/A | Lighting - Incandescent |  |  | 23.80.70.11.14.11 |  |  | SB |  |  | 0.100000 | 1291.669250 | Lighting - Dwelling Unit | 1 | N21C1 | 22 | 0.200000 | 0.200000 | 1200.000000 | 18 | 0.087300
1090 | 1C02 | 0 | 748650 | New Construction | N/A |  | 0 |  | 0 |  | 103335 | Point+HemiSpherical | 45541 |  | 53412 | REF TYPE MARK | 0 | SB - 102mm Diameter | 0 |  | 91966,91967,91968,91969,91970,91971,91972,103525,103526,103527,103528,103529,103530,103531,103532 | 1MPejKGxvAxOPe64yBS0lg | 1 |  | M_Downlight - Recessed Can:SB - 102mm Diameter:SB - 102mm Diameter:748650 |  | NO | N/A | 1090 | N/A | 16777215 | N/A | N/A | N/A | N/A | N/A |  | 120 V/1-100 VA | N/A | Linked Revit Model : Clinic_A.rvt | UNSET |  |  | Level: Level 1 | UNSET | F | 0 | 2.680000 |  | 1076.391042 | 0 | 0.050000 |  |  |  | 1.200000 |  |  | T4, QUAD TUBE, CRI=82 |  | N/A | UNSET | N/A | N/A | TRUE | N/A | 0 | N/A | 0 | 0 | 0 | 0 | 0 | UNSET | N/A | N/A | FIXED | N/A | Downlights | UNSET | N/A | D5020220 | N/A | N/A | N/A | 0 | L1 | 0 | N/A | N/A | N/A | 0 | UNSET | UNSET | 0 | 0 | 0 | 0 | 0 | [9 empty] | N/A | Lighting - Incandescent |  |  | 23.80.70.11.14.11 |  |  | SB |  |  | 0.100000 | 1291.669250 | Lighting - Dwelling Unit | 1 | N21C1 | 22 | 0.200000 | 0.200000 | 1200.000000 | 18 | 0.087300
1091 | 1C02 | 0 | 748712 | New Construction | N/A |  | 0 |  | 0 |  | 103335 | Point+HemiSpherical | 45542 |  | 53413 | REF TYPE MARK | 0 | SB - 102mm Diameter | 0 |  | 91973,91974,91975,91976,91977,91978,91979,103525,103526,103527,103528,103529,103530,103531,103532 | 1MPejKGxvAxOPe64yBS0ie | 1 |  | M_Downlight - Recessed Can:SB - 102mm Diameter:SB - 102mm Diameter:748712 |  | NO | N/A | 1091 | N/A | 16777215 | N/A | N/A | N/A | N/A | N/A |  | 120 V/1-100 VA | N/A | Linked Revit Model : Clinic_A.rvt | UNSET |  |  | Level: Level 1 | UNSET | F | 0 | 2.680000 |  | 1076.391042 | 0 | 0.050000 |  |  |  | 1.200000 |  |  | T4, QUAD TUBE, CRI=82 |  | N/A | UNSET | N/A | N/A | TRUE | N/A | 0 | N/A | 0 | 0 | 0 | 0 | 0 | UNSET | N/A | N/A | FIXED | N/A | Downlights | UNSET | N/A | D5020220 | N/A | N/A | N/A | 0 | L1 | 0 | N/A | N/A | N/A | 0 | UNSET | UNSET | 0 | 0 | 0 | 0 | 0 | [9 empty] | N/A | Lighting - Incandescent |  |  | 23.80.70.11.14.11 |  |  | SB |  |  | 0.100000 | 1291.669250 | Lighting - Dwelling Unit | 1 | N21C1 | 22 | 0.200000 | 0.200000 | 1200.000000 | 18 | 0.087300
1320 | 1C02 |  | 803418 | New Construction | N/A | [5 empty] | 103335 |  | 45985 |  | 43250 |  |  | Single Pole | 0 |  | 95059,95060,95061,95062,95063,95064,103554,103555,103556,103557,103558,103559 | 1LRV9a7_TAYg7FVXvT_Hh$ | 1 |  | M_Lighting Switches:Single Pole:Single Pole:803418 |  |  | N/A | 1320 | N/A |  | N/A | N/A | N/A | N/A | N/A |  | 120 V/1-0 VA | N/A | Linked Revit Model : Clinic_A.rvt |  |  |  | Level: Level 1 |  |  |  | 1.200000 |  | 0.000000 | [5 empty] | 1.200000 |  |  |  |  | N/A | UNSET | N/A | N/A | TRUE | N/A | 0 | N/A | 0 | 0 | 0 | 0 | 0 | UNSET | N/A | N/A | FIXED | N/A | Switches | UNSET | N/A |  | N/A | N/A | N/A | 0 | L1 | 0 | N/A | N/A | N/A | 0 | [16 empty] | N/A |  |  |  | 23.80.50.11.14 | [7 empty] | Other |  | N21C1 | 22 | [5 empty] | 1291.669250 | 0.000000
1422 | 1C02 |  | 826019 | New Construction | N/A | [5 empty] | 103335 |  | 46095 |  | 43352 |  |  | Single Pole | 0 |  | 95727,95728,95729,95730,95731,95732,103554,103555,103556,103557,103558,103559 | 3dg6tDRA54OxNLWvKHl6CI | 1 |  | M_Lighting Switches:Single Pole:Single Pole:826019 |  |  | N/A | 1422 | N/A |  | N/A | N/A | N/A | N/A | N/A |  | 120 V/1-0 VA | N/A | Linked Revit Model : Clinic_A.rvt |  |  |  | Level: Level 1 |  |  |  | 1.200000 |  | 0.000000 | [5 empty] | 1.200000 |  |  |  |  | N/A | UNSET | N/A | N/A | TRUE | N/A | 0 | N/A | 0 | 0 | 0 | 0 | 0 | UNSET | N/A | N/A | FIXED | N/A | Switches | UNSET | N/A |  | N/A | N/A | N/A | 0 | L1 | 0 | N/A | N/A | N/A | 0 | [16 empty] | N/A |  |  |  | 23.80.50.11.14 | [7 empty] | Other |  | N21C1 | 22 | [5 empty] | 1291.669250 | 0.000000
1648 | 1C02 |  | 869018 | New Construction | N/A | [5 empty] | 103335 |  | 46307 |  | 43546 |  |  | Standard | 0 |  | 97058,97059,97060,97061,97062,97063,103571,103572,103573,103574,103575 | 0Oe4W3Rwf1Dht7uPdCMK2j | 1 |  | M_Duplex Receptacle:Standard:Standard:869018 |  |  | N/A | 1648 | N/A |  | N/A | N/A | N/A | N/A | N/A |  | 120 V/1-180 VA | N/A | Linked Revit Model : Clinic_A.rvt | UNSET |  |  | Level: Level 1 |  |  |  | 0.500000 | [7 empty] | 0.460000 |  |  |  |  | N/A | UNSET | N/A | N/A | TRUE | N/A | 0 | N/A | 0 | 0 | 0 | 0 | 0 | UNSET | N/A | N/A | FIXED | N/A | Ground Fault Receptacles | UNSET | N/A |  | N/A | N/A | N/A | 0 | L1 | 0 | N/A | N/A | N/A | 0 | [16 empty] | N/A |  |  |  | 23.80.50.11.17 | [7 empty] | Receptacle |  | N21C | 13 | [5 empty] | 1291.669250 | 0.000000 | 74 | 1937.503875 | TRUE
1649 | 1C02 |  | 869082 | New Construction | N/A | [5 empty] | 103335 |  | 46308 |  | 43547 |  |  | Standard | 0 |  | 97064,97065,97066,97067,97068,97069,103571,103572,103573,103574,103575 | 0Oe4W3Rwf1Dht7uPdCMK3j | 1 |  | M_Duplex Receptacle:Standard:Standard:869082 |  |  | N/A | 1649 | N/A |  | N/A | N/A | N/A | N/A | N/A |  | 120 V/1-180 VA | N/A | Linked Revit Model : Clinic_A.rvt | UNSET |  |  | Level: Level 1 |  |  |  | 0.500000 | [7 empty] | 0.460000 |  |  |  |  | N/A | UNSET | N/A | N/A | TRUE | N/A | 0 | N/A | 0 | 0 | 0 | 0 | 0 | UNSET | N/A | N/A | FIXED | N/A | Ground Fault Receptacles | UNSET | N/A |  | N/A | N/A | N/A | 0 | L1 | 0 | N/A | N/A | N/A | 0 | [16 empty] | N/A |  |  |  | 23.80.50.11.17 | [7 empty] | Receptacle |  | N21C | 13 | [5 empty] | 1291.669250 | 0.000000 | 75 | 1937.503875 | TRUE
1650 | 1C02 |  | 869126 | New Construction | N/A | [5 empty] | 103335 |  | 46309 |  | 43548 |  |  | Standard | 0 |  | 97070,97071,97072,97073,97074,97075,103571,103572,103573,103574,103575 | 0Oe4W3Rwf1Dht7uPdCMK4n | 1 |  | M_Duplex Receptacle:Standard:Standard:869126 |  |  | N/A | 1650 | N/A |  | N/A | N/A | N/A | N/A | N/A |  | 120 V/1-180 VA | N/A | Linked Revit Model : Clinic_A.rvt | UNSET |  |  | Level: Level 1 |  |  |  | 0.500000 | [7 empty] | 0.460000 |  |  |  |  | N/A | UNSET | N/A | N/A | TRUE | N/A | 0 | N/A | 0 | 0 | 0 | 0 | 0 | UNSET | N/A | N/A | FIXED | N/A | Ground Fault Receptacles | UNSET | N/A |  | N/A | N/A | N/A | 0 | L1 | 0 | N/A | N/A | N/A | 0 | [16 empty] | N/A |  |  |  | 23.80.50.11.17 | [7 empty] | Receptacle |  | N21C | 19 | [5 empty] | 1291.669250 | 0.000000 | 76 | 1937.503875 | TRUE
1651 | 1C02 |  | 869190 | New Construction | N/A | [5 empty] | 103335 |  | 46310 |  | 43549 |  |  | Standard | 0 |  | 97076,97077,97078,97079,97080,97081,103571,103572,103573,103574,103575 | 0Oe4W3Rwf1Dht7uPdCMK5n | 1 |  | M_Duplex Receptacle:Standard:Standard:869190 |  |  | N/A | 1651 | N/A |  | N/A | N/A | N/A | N/A | N/A |  | 120 V/1-180 VA | N/A | Linked Revit Model : Clinic_A.rvt | UNSET |  |  | Level: Level 1 |  |  |  | 0.500000 | [7 empty] | 0.460000 |  |  |  |  | N/A | UNSET | N/A | N/A | TRUE | N/A | 0 | N/A | 0 | 0 | 0 | 0 | 0 | UNSET | N/A | N/A | FIXED | N/A | Ground Fault Receptacles | UNSET | N/A |  | N/A | N/A | N/A | 0 | L1 | 0 | N/A | N/A | N/A | 0 | [16 empty] | N/A |  |  |  | 23.80.50.11.17 | [7 empty] | Receptacle |  | N21C | 19 | [5 empty] | 1291.669250 | 0.000000 | 77 | 1937.503875 | TRUE
1022 | 1C03 | 0 | 825760 | New Construction | N/A |  | 0 |  | 0 |  | 103031 | Point+HemiSpherical | 46093 |  | 53827 | REF TYPE MARK | 0 | Q4 - 1219mm - 1m Drop | 0 | 86625 | 95713,95714,95715,95716,95717,95718,95719,103507,103508,103509,103510,103511,103512,103513,103514,103515 | 3bmQGUDVPDR8T4sy25fwyR | 1 |  | M_Pendant Light - Linear:Q4 - 1219mm - 1m Drop:Q4 - 1219mm - 1m Drop:825760 |  | NO | N/A | 1022 | N/A | 16777215 | N/A | N/A | N/A | N/A | N/A |  | 120 V/1-64 VA | N/A | Linked Revit Model : Clinic_A.rvt | UNSET |  |  | Level: Level 1 | UNSET | F | 0 | 2.680000 |  | 688.890267 | 0 | 0.050000 |  |  |  | 1.200000 |  |  | T8, 1219mm, RAPID START, CRI=75 T8, 1219mm, RAPID START, CRI=75 T8, 1219mm, RAPID START, CRI=75 |  | N/A | UNSET | N/A | N/A | TRUE | N/A | 0 | N/A | 0 | 0 | 0 | 0 | 0 | UNSET | N/A | N/A | FIXED | N/A | General Luminaries, Non Directional | UNSET | N/A | D5020210 | N/A | N/A | N/A | 0 | L1 | 0 | N/A | N/A | N/A | 0 | UNSET | UNSET | 0 | 0 | 0 | 0 | 0 | [9 empty] | N/A | Lighting - Fluorescent |  |  | 23.80.70.11.11 |  |  | Q4 |  |  |  | 1291.669250 | Lighting - Dwelling Unit | 1 | N21C1 | 22 |  |  | 2900.000000 | 32 | [9 empty] | Glass - White, High Luminance |  | 1.200000 | 2.000000 | Metal - Paint Finish - Ivory, Glossy | Metal - Paint Finish - Ivory, Glossy
1321 | 1C03 |  | 803717 | New Construction | N/A | [5 empty] | 103031 |  | 45986 |  | 43251 |  |  | Single Pole | 0 |  | 95065,95066,95067,95068,95069,95070,103554,103555,103556,103557,103558,103559 | 1LRV9a7_TAYg7FVXvT_HiW | 1 |  | M_Lighting Switches:Single Pole:Single Pole:803717 |  |  | N/A | 1321 | N/A |  | N/A | N/A | N/A | N/A | N/A |  | 120 V/1-0 VA | N/A | Linked Revit Model : Clinic_A.rvt |  |  |  | Level: Level 1 |  |  |  | 1.200000 |  | 0.000000 | [5 empty] | 1.200000 |  |  |  |  | N/A | UNSET | N/A | N/A | TRUE | N/A | 0 | N/A | 0 | 0 | 0 | 0 | 0 | UNSET | N/A | N/A | FIXED | N/A | Switches | UNSET | N/A |  | N/A | N/A | N/A | 0 | L1 | 0 | N/A | N/A | N/A | 0 | [16 empty] | N/A |  |  |  | 23.80.50.11.14 | [7 empty] | Other |  | N21C1 | 22 | [5 empty] | 1291.669250 | 0.000000
1643 | 1C03 |  | 868750 | New Construction | N/A | [5 empty] | 103031 |  | 46302 |  | 43541 |  |  | GFCI | 0 |  | 97028,97029,97030,97031,97032,97033,103045,103046,103047,103048,103081 | 0Oe4W3Rwf1Dht7uPdCMKEv | 1 |  | M_Duplex Receptacle:GFCI:GFCI:868750 |  |  | N/A | 1643 | N/A |  | N/A | N/A | N/A | N/A | N/A |  | 120 V/1-180 VA | N/A | Linked Revit Model : Clinic_A.rvt | UNSET |  |  | Level: Level 1 |  |  |  | 1.000000 | [7 empty] | 1.200000 |  |  |  |  | N/A | UNSET | N/A | N/A | TRUE | N/A | 0 | N/A | 0 | 0 | 0 | 0 | 0 | UNSET | N/A | N/A | FIXED | N/A | Ground Fault Receptacles | UNSET | N/A |  | N/A | N/A | N/A | 0 | L1 | 0 | N/A | N/A | N/A | 0 | [16 empty] | N/A |  |  |  | 23.80.50.11.17 | [7 empty] | Receptacle |  | N21C | 14 | [5 empty] | 1291.669250 | 0.000000 | 69 | 1937.503875 | TRUE | [9 empty] | GFCI
596 | 1C04 | 0 | 741118 | New Construction | N/A |  | 0 |  | 0 |  | 103255 | Point+HemiSpherical | 45395 |  | 53266 | REF TYPE MARK | 0 | C1 - 0610x1219mm | 0 | 87047 | 90936,90937,90938,90939,90940,90941,90942,103435,103436,103437,103438,103439,103440,103441,103442,103451 | 2ikEQjpcTDnxUN0yGA3WQe | 1 |  | M_Troffer Light - Parabolic Rectangular:C1 - 0610x1219mm:C1 - 0610x1219mm:741118 |  | NO | N/A | 596 | N/A | 16777215 | N/A | N/A | N/A | N/A | N/A |  | 120 V/1-80 VA | N/A | <not associated> | UNSET |  |  | Level: Level 1 | UNSET | F | 0 | 2.680000 |  | 861.112833 | 0 | 0.050000 |  |  |  | 1.200000 |  |  | T8, 1219mm, RAPID START, CRI=75 |  | N/A | UNSET | N/A | N/A | TRUE | N/A | 0 | N/A | 0 | 0 | 0 | 0 | 0 | UNSET | N/A | N/A | FIXED | N/A | Downlights | UNSET | N/A | D5020210 | N/A | N/A | N/A | 0 | L1 | 0 | N/A | N/A | N/A | 0 | UNSET | UNSET | 0 | 0 | 0 | 0 | 0 | [9 empty] | N/A | Lighting - Fluorescent |  |  | 23.80.70.11.14.11 |  |  | C1 |  |  |  | 1291.669250 | Lighting - Dwelling Unit | 1 | L41C | 9 |  |  | 2900.000000 | 32 | [8 empty] | Metal - Paint Finish - Dark Gray, Matte | Glass - White, High Luminance | Metal - Chrome
597 | 1C04 | 0 | 741128 | New Construction | N/A |  | 0 |  | 0 |  | 103255 | Point+HemiSpherical | 45396 |  | 53267 | REF TYPE MARK | 0 | C1 - 0610x1219mm | 0 | 87046 | 90943,90944,90945,90946,90947,90948,90949,103435,103436,103437,103438,103439,103440,103441,103442,103451 | 2ikEQjpcTDnxUN0yGA3WTU | 1 |  | M_Troffer Light - Parabolic Rectangular:C1 - 0610x1219mm:C1 - 0610x1219mm:741128 |  | NO | N/A | 597 | N/A | 16777215 | N/A | N/A | N/A | N/A | N/A |  | 120 V/1-80 VA | N/A | <not associated> | UNSET |  |  | Level: Level 1 | UNSET | F | 0 | 2.680000 |  | 861.112833 | 0 | 0.050000 |  |  |  | 1.200000 |  |  | T8, 1219mm, RAPID START, CRI=75 |  | N/A | UNSET | N/A | N/A | TRUE | N/A | 0 | N/A | 0 | 0 | 0 | 0 | 0 | UNSET | N/A | N/A | FIXED | N/A | Downlights | UNSET | N/A | D5020210 | N/A | N/A | N/A | 0 | L1 | 0 | N/A | N/A | N/A | 0 | UNSET | UNSET | 0 | 0 | 0 | 0 | 0 | [9 empty] | N/A | Lighting - Fluorescent |  |  | 23.80.70.11.14.11 |  |  | C1 |  |  |  | 1291.669250 | Lighting - Dwelling Unit | 1 | L41C | 9 |  |  | 2900.000000 | 32 | [8 empty] | Metal - Paint Finish - Dark Gray, Matte | Glass - White, High Luminance | Metal - Chrome
1330 | 1C04 |  | 805044 | New Construction | N/A | [5 empty] | 103255 |  | 45995 |  | 43260 |  |  | Single Pole | 0 |  | 95119,95120,95121,95122,95123,95124,103554,103555,103556,103557,103558,103559 | 1LRV9a7_TAYg7FVXvT_H0H | 1 |  | M_Lighting Switches:Single Pole:Single Pole:805044 |  |  | N/A | 1330 | N/A |  | N/A | N/A | N/A | N/A | N/A |  | 120 V/1-0 VA | N/A | Linked Revit Model : Clinic_A.rvt |  |  |  | Level: Level 1 |  |  |  | 1.200000 |  | 0.000000 | [5 empty] | 1.200000 |  |  |  |  | N/A | UNSET | N/A | N/A | TRUE | N/A | 0 | N/A | 0 | 0 | 0 | 0 | 0 | UNSET | N/A | N/A | FIXED | N/A | Switches | UNSET | N/A |  | N/A | N/A | N/A | 0 | L1 | 0 | N/A | N/A | N/A | 0 | [16 empty] | N/A |  |  |  | 23.80.50.11.14 | [7 empty] | Other |  | L41C | 9 | [5 empty] | 1291.669250 | 0.000000
1622 | 1C04 |  | 867075 | New Construction | N/A | [5 empty] | 103255 |  | 46281 |  | 43520 |  |  | Standard | 0 |  | 96902,96903,96904,96905,96906,96907,103571,103572,103573,103574,103575 | 0Oe4W3Rwf1Dht7uPdCMJaq | 1 |  | M_Duplex Receptacle:Standard:Standard:867075 |  |  | N/A | 1622 | N/A |  | N/A | N/A | N/A | N/A | N/A |  | 120 V/1-180 VA | N/A | Linked Revit Model : Clinic_A.rvt | UNSET |  |  | Level: Level 1 |  |  |  | 0.500000 | [7 empty] | 0.460000 |  |  |  |  | N/A | UNSET | N/A | N/A | TRUE | N/A | 0 | N/A | 0 | 0 | 0 | 0 | 0 | UNSET | N/A | N/A | FIXED | N/A | Ground Fault Receptacles | UNSET | N/A |  | N/A | N/A | N/A | 0 | L1 | 0 | N/A | N/A | N/A | 0 | [16 empty] | N/A |  |  |  | 23.80.50.11.17 | [7 empty] | Receptacle |  | N21C | 15 | [5 empty] | 1291.669250 | 0.000000 | 48 | 1937.503875 | TRUE
1623 | 1C04 |  | 867200 | New Construction | N/A | [5 empty] | 103255 |  | 46282 |  | 43521 |  |  | Standard | 0 |  | 96908,96909,96910,96911,96912,96913,103571,103572,103573,103574,103575 | 0Oe4W3Rwf1Dht7uPdCMJct | 1 |  | M_Duplex Receptacle:Standard:Standard:867200 |  |  | N/A | 1623 | N/A |  | N/A | N/A | N/A | N/A | N/A |  | 120 V/1-180 VA | N/A | Linked Revit Model : Clinic_A.rvt | UNSET |  |  | Level: Level 1 |  |  |  | 0.500000 | [7 empty] | 0.460000 |  |  |  |  | N/A | UNSET | N/A | N/A | TRUE | N/A | 0 | N/A | 0 | 0 | 0 | 0 | 0 | UNSET | N/A | N/A | FIXED | N/A | Ground Fault Receptacles | UNSET | N/A |  | N/A | N/A | N/A | 0 | L1 | 0 | N/A | N/A | N/A | 0 | [16 empty] | N/A |  |  |  | 23.80.50.11.17 | [7 empty] | Receptacle |  | N21C | 16 | [5 empty] | 1291.669250 | 0.000000 | 49 | 1937.503875 | TRUE
1624 | 1C04 |  | 867254 | New Construction | N/A | [5 empty] | 103255 |  | 46283 |  | 43522 |  |  | Standard | 0 |  | 96914,96915,96916,96917,96918,96919,103571,103572,103573,103574,103575 | 0Oe4W3Rwf1Dht7uPdCMJc1 | 1 |  | M_Duplex Receptacle:Standard:Standard:867254 |  |  | N/A | 1624 | N/A |  | N/A | N/A | N/A | N/A | N/A |  | 120 V/1-180 VA | N/A | Linked Revit Model : Clinic_A.rvt | UNSET |  |  | Level: Level 1 |  |  |  | 0.500000 | [7 empty] | 0.460000 |  |  |  |  | N/A | UNSET | N/A | N/A | TRUE | N/A | 0 | N/A | 0 | 0 | 0 | 0 | 0 | UNSET | N/A | N/A | FIXED | N/A | Ground Fault Receptacles | UNSET | N/A |  | N/A | N/A | N/A | 0 | L1 | 0 | N/A | N/A | N/A | 0 | [16 empty] | N/A |  |  |  | 23.80.50.11.17 | [7 empty] | Receptacle |  | N21C | 16 | [5 empty] | 1291.669250 | 0.000000 | 50 | 1937.503875 | TRUE
1629 | 1C04 |  | 867563 | New Construction | N/A | [5 empty] | 103255 |  | 46288 |  | 43527 |  |  | Standard | 0 |  | 96944,96945,96946,96947,96948,96949,103571,103572,103573,103574,103575 | 0Oe4W3Rwf1Dht7uPdCMJxS | 1 |  | M_Duplex Receptacle:Standard:Standard:867563 |  |  | N/A | 1629 | N/A |  | N/A | N/A | N/A | N/A | N/A |  | 120 V/1-180 VA | N/A | Linked Revit Model : Clinic_A.rvt | UNSET |  |  | Level: Level 1 |  |  |  | 0.500000 | [7 empty] | 0.460000 |  |  |  |  | N/A | UNSET | N/A | N/A | TRUE | N/A | 0 | N/A | 0 | 0 | 0 | 0 | 0 | UNSET | N/A | N/A | FIXED | N/A | Ground Fault Receptacles | UNSET | N/A |  | N/A | N/A | N/A | 0 | L1 | 0 | N/A | N/A | N/A | 0 | [16 empty] | N/A |  |  |  | 23.80.50.11.17 | [7 empty] | Receptacle |  | N21C | 16 | [5 empty] | 1291.669250 | 0.000000 | 55 | 1937.503875 | TRUE
480 | 1C05 | 0 | 739699 | New Construction | N/A |  | 0 |  | 0 |  | 103277 | Point+HemiSpherical | 45279 |  | 53150 | REF TYPE MARK | 0 | C1D - 0610x1219mm | 0 | 87163 | 90077,90078,90079,90080,90081,90082,90083,103072,103073,103074,103075,103076,103077,103078,103079,103085 | 1Ew_8oRPr27vHUxllyBcMZ | 1 |  | M_Troffer Light - Parabolic Rectangular:C1D - 0610x1219mm:C1D - 0610x1219mm:739699 |  | NO | N/A | 480 | N/A | 16777215 | N/A | N/A | N/A | N/A | N/A |  | 120 V/1-80 VA | N/A | <not associated> | UNSET |  |  | Level: Level 1 | UNSET | F | 0 | 2.680000 |  | 861.112833 | 0 | 0.050000 |  |  |  | 1.200000 |  |  | T8, 1219mm, RAPID START, CRI=75 |  | N/A | UNSET | N/A | N/A | TRUE | N/A | 0 | N/A | 0 | 0 | 0 | 0 | 0 | UNSET | N/A | N/A | FIXED | N/A | Downlights | UNSET | N/A | D5020210 | N/A | N/A | N/A | 0 | L1 | 0 | N/A | N/A | N/A | 0 | UNSET | UNSET | 0 | 0 | 0 | 0 | 0 | [9 empty] | N/A | Lighting - Fluorescent |  |  | 23.80.70.11.14.11 |  |  | C1D |  |  |  | 1291.669250 | Lighting - Dwelling Unit | 1 | L41C | 9 |  |  | 2900.000000 | 32 | [8 empty] | Metal - Paint Finish - Dark Gray, Matte | Glass - White, High Luminance | Metal - Chrome
481 | 1C05 | 0 | 739707 | New Construction | N/A |  | 0 |  | 0 |  | 103277 | Point+HemiSpherical | 45280 |  | 53151 | REF TYPE MARK | 0 | C1D - 0610x1219mm | 0 | 87162 | 90084,90085,90086,90087,90088,90089,90090,103072,103073,103074,103075,103076,103077,103078,103079,103085 | 1Ew_8oRPr27vHUxllyBcMh | 1 |  | M_Troffer Light - Parabolic Rectangular:C1D - 0610x1219mm:C1D - 0610x1219mm:739707 |  | NO | N/A | 481 | N/A | 16777215 | N/A | N/A | N/A | N/A | N/A |  | 120 V/1-80 VA | N/A | <not associated> | UNSET |  |  | Level: Level 1 | UNSET | F | 0 | 2.680000 |  | 861.112833 | 0 | 0.050000 |  |  |  | 1.200000 |  |  | T8, 1219mm, RAPID START, CRI=75 |  | N/A | UNSET | N/A | N/A | TRUE | N/A | 0 | N/A | 0 | 0 | 0 | 0 | 0 | UNSET | N/A | N/A | FIXED | N/A | Downlights | UNSET | N/A | D5020210 | N/A | N/A | N/A | 0 | L1 | 0 | N/A | N/A | N/A | 0 | UNSET | UNSET | 0 | 0 | 0 | 0 | 0 | [9 empty] | N/A | Lighting - Fluorescent |  |  | 23.80.70.11.14.11 |  |  | C1D |  |  |  | 1291.669250 | Lighting - Dwelling Unit | 1 | L41C | 9 |  |  | 2900.000000 | 32 | [8 empty] | Metal - Paint Finish - Dark Gray, Matte | Glass - White, High Luminance | Metal - Chrome
1329 | 1C05 |  | 804939 | New Construction | N/A | [5 empty] | 103277 |  | 45994 |  | 43259 |  |  | Single Pole | 0 |  | 95113,95114,95115,95116,95117,95118,103554,103555,103556,103557,103558,103559 | 1LRV9a7_TAYg7FVXvT_H3k | 1 |  | M_Lighting Switches:Single Pole:Single Pole:804939 |  |  | N/A | 1329 | N/A |  | N/A | N/A | N/A | N/A | N/A |  | 120 V/1-0 VA | N/A | Linked Revit Model : Clinic_A.rvt |  |  |  | Level: Level 1 |  |  |  | 1.200000 |  | 0.000000 | [5 empty] | 1.200000 |  |  |  |  | N/A | UNSET | N/A | N/A | TRUE | N/A | 0 | N/A | 0 | 0 | 0 | 0 | 0 | UNSET | N/A | N/A | FIXED | N/A | Switches | UNSET | N/A |  | N/A | N/A | N/A | 0 | L1 | 0 | N/A | N/A | N/A | 0 | [16 empty] | N/A |  |  |  | 23.80.50.11.14 | [7 empty] | Other |  | L41C | 9 | [5 empty] | 1291.669250 | 0.000000
1617 | 1C05 |  | 866723 | New Construction | N/A | [5 empty] | 103277 |  | 46276 |  | 43515 |  |  | Standard | 0 |  | 96872,96873,96874,96875,96876,96877,103571,103572,103573,103574,103575 | 0Oe4W3Rwf1Dht7uPdCMJkK | 1 |  | M_Duplex Receptacle:Standard:Standard:866723 |  |  | N/A | 1617 | N/A |  | N/A | N/A | N/A | N/A | N/A |  | 120 V/1-180 VA | N/A | Linked Revit Model : Clinic_A.rvt | UNSET |  |  | Level: Level 1 |  |  |  | 0.500000 | [7 empty] | 0.460000 |  |  |  |  | N/A | UNSET | N/A | N/A | TRUE | N/A | 0 | N/A | 0 | 0 | 0 | 0 | 0 | UNSET | N/A | N/A | FIXED | N/A | Ground Fault Receptacles | UNSET | N/A |  | N/A | N/A | N/A | 0 | L1 | 0 | N/A | N/A | N/A | 0 | [16 empty] | N/A |  |  |  | 23.80.50.11.17 | [7 empty] | Receptacle |  | N21C | 12 | [5 empty] | 1291.669250 | 0.000000 | 43 | 1937.503875 | TRUE
1618 | 1C05 |  | 866767 | New Construction | N/A | [5 empty] | 103277 |  | 46277 |  | 43516 |  |  | Standard | 0 |  | 96878,96879,96880,96881,96882,96883,103571,103572,103573,103574,103575 | 0Oe4W3Rwf1Dht7uPdCMJlu | 1 |  | M_Duplex Receptacle:Standard:Standard:866767 |  |  | N/A | 1618 | N/A |  | N/A | N/A | N/A | N/A | N/A |  | 120 V/1-180 VA | N/A | Linked Revit Model : Clinic_A.rvt | UNSET |  |  | Level: Level 1 |  |  |  | 0.500000 | [7 empty] | 0.460000 |  |  |  |  | N/A | UNSET | N/A | N/A | TRUE | N/A | 0 | N/A | 0 | 0 | 0 | 0 | 0 | UNSET | N/A | N/A | FIXED | N/A | Ground Fault Receptacles | UNSET | N/A |  | N/A | N/A | N/A | 0 | L1 | 0 | N/A | N/A | N/A | 0 | [16 empty] | N/A |  |  |  | 23.80.50.11.17 | [7 empty] | Receptacle |  | N21C | 15 | [5 empty] | 1291.669250 | 0.000000 | 44 | 1937.503875 | TRUE
1619 | 1C05 |  | 866821 | New Construction | N/A | [5 empty] | 103277 |  | 46278 |  | 43517 |  |  | Standard | 0 |  | 96884,96885,96886,96887,96888,96889,103571,103572,103573,103574,103575 | 0Oe4W3Rwf1Dht7uPdCMJWo | 1 |  | M_Duplex Receptacle:Standard:Standard:866821 |  |  | N/A | 1619 | N/A |  | N/A | N/A | N/A | N/A | N/A |  | 120 V/1-180 VA | N/A | Grid : 5 | UNSET |  |  | Level: Level 1 |  |  |  | 0.500000 | [7 empty] | 0.460000 |  |  |  |  | N/A | UNSET | N/A | N/A | TRUE | N/A | 0 | N/A | 0 | 0 | 0 | 0 | 0 | UNSET | N/A | N/A | FIXED | N/A | Ground Fault Receptacles | UNSET | N/A |  | N/A | N/A | N/A | 0 | L1 | 0 | N/A | N/A | N/A | 0 | [16 empty] | N/A |  |  |  | 23.80.50.11.17 | [7 empty] | Receptacle |  | N21C | 15 | [5 empty] | 1291.669250 | 0.000000 | 45 | 1937.503875 | TRUE
1620 | 1C05 |  | 866865 | New Construction | N/A | [5 empty] | 103277 |  | 46279 |  | 43518 |  |  | Standard | 0 |  | 96890,96891,96892,96893,96894,96895,103571,103572,103573,103574,103575 | 0Oe4W3Rwf1Dht7uPdCMJW6 | 1 |  | M_Duplex Receptacle:Standard:Standard:866865 |  |  | N/A | 1620 | N/A |  | N/A | N/A | N/A | N/A | N/A |  | 120 V/1-180 VA | N/A | Linked Revit Model : Clinic_A.rvt | UNSET |  |  | Level: Level 1 |  |  |  | 0.500000 | [7 empty] | 0.460000 |  |  |  |  | N/A | UNSET | N/A | N/A | TRUE | N/A | 0 | N/A | 0 | 0 | 0 | 0 | 0 | UNSET | N/A | N/A | FIXED | N/A | Ground Fault Receptacles | UNSET | N/A |  | N/A | N/A | N/A | 0 | L1 | 0 | N/A | N/A | N/A | 0 | [16 empty] | N/A |  |  |  | 23.80.50.11.17 | [7 empty] | Receptacle |  | N21C | 15 | [5 empty] | 1291.669250 | 0.000000 | 46 | 1937.503875 | TRUE
1621 | 1C05 |  | 867031 | New Construction | N/A | [5 empty] | 103277 |  | 46280 |  | 43519 |  |  | Standard | 0 |  | 96896,96897,96898,96899,96900,96901,103571,103572,103573,103574,103575 | 0Oe4W3Rwf1Dht7uPdCMJZW | 1 |  | M_Duplex Receptacle:Standard:Standard:867031 |  |  | N/A | 1621 | N/A |  | N/A | N/A | N/A | N/A | N/A |  | 120 V/1-180 VA | N/A | Linked Revit Model : Clinic_A.rvt | UNSET |  |  | Level: Level 1 |  |  |  | 0.500000 | [7 empty] | 0.460000 |  |  |  |  | N/A | UNSET | N/A | N/A | TRUE | N/A | 0 | N/A | 0 | 0 | 0 | 0 | 0 | UNSET | N/A | N/A | FIXED | N/A | Ground Fault Receptacles | UNSET | N/A |  | N/A | N/A | N/A | 0 | L1 | 0 | N/A | N/A | N/A | 0 | [16 empty] | N/A |  |  |  | 23.80.50.11.17 | [7 empty] | Receptacle |  | N21C | 15 | [5 empty] | 1291.669250 | 0.000000 | 47 | 1937.503875 | TRUE
479 | 1C06 | 0 | 739691 | New Construction | N/A |  | 0 |  | 0 |  | 103030 | Point+HemiSpherical | 45278 |  | 53149 | REF TYPE MARK | 0 | B1 - 0610x1219mm | 0 | 87164 | 90070,90071,90072,90073,90074,90075,90076,103561,103562,103563,103564,103565,103566,103567,103568,103569 | 1Ew_8oRPr27vHUxllyBcMx | 1 |  | M_Troffer Light - Parabolic Rectangular:B1 - 0610x1219mm:B1 - 0610x1219mm:739691 |  | NO | N/A | 479 | N/A | 16777215 | N/A | N/A | N/A | N/A | N/A |  | 120 V/1-80 VA | N/A | <not associated> | UNSET |  |  | Level: Level 1 | UNSET | F | 0 | 2.680000 |  | 861.112833 | 0 | 0.050000 |  |  |  | 1.200000 |  |  | T8, 1219mm, RAPID START, CRI=75 |  | N/A | UNSET | N/A | N/A | TRUE | N/A | 0 | N/A | 0 | 0 | 0 | 0 | 0 | UNSET | N/A | N/A | FIXED | N/A | Downlights | UNSET | N/A | D5020210 | N/A | N/A | N/A | 0 | L1 | 0 | N/A | N/A | N/A | 0 | UNSET | UNSET | 0 | 0 | 0 | 0 | 0 | [9 empty] | N/A | Lighting - Fluorescent |  |  | 23.80.70.11.14.11 |  |  | B1 |  |  |  | 1291.669250 | Lighting - Dwelling Unit | 1 | L41C | 9 |  |  | 2900.000000 | 32 | [8 empty] | Metal - Paint Finish - Dark Gray, Matte | Glass - White, High Luminance | Metal - Chrome
1328 | 1C06 |  | 804855 | New Construction | N/A | [5 empty] | 103030 |  | 45993 |  | 43258 |  |  | Single Pole | 0 |  | 95107,95108,95109,95110,95111,95112,103554,103555,103556,103557,103558,103559 | 1LRV9a7_TAYg7FVXvT_HzI | 1 |  | M_Lighting Switches:Single Pole:Single Pole:804855 |  |  | N/A | 1328 | N/A |  | N/A | N/A | N/A | N/A | N/A |  | 120 V/1-0 VA | N/A | Linked Revit Model : Clinic_A.rvt |  |  |  | Level: Level 1 |  |  |  | 1.200000 |  | 0.000000 | [5 empty] | 1.200000 |  |  |  |  | N/A | UNSET | N/A | N/A | TRUE | N/A | 0 | N/A | 0 | 0 | 0 | 0 | 0 | UNSET | N/A | N/A | FIXED | N/A | Switches | UNSET | N/A |  | N/A | N/A | N/A | 0 | L1 | 0 | N/A | N/A | N/A | 0 | [16 empty] | N/A |  |  |  | 23.80.50.11.14 | [7 empty] | Other |  | L41C | 9 | [5 empty] | 1291.669250 | 0.000000
1616 | 1C06 |  | 866628 | New Construction | N/A | [5 empty] | 103030 |  | 46275 |  | 43514 |  |  | Standard | 0 |  | 96866,96867,96868,96869,96870,96871,103571,103572,103573,103574,103575 | 0Oe4W3Rwf1Dht7uPdCMJjp | 1 |  | M_Duplex Receptacle:Standard:Standard:866628 |  |  | N/A | 1616 | N/A |  | N/A | N/A | N/A | N/A | N/A |  | 120 V/1-180 VA | N/A | Linked Revit Model : Clinic_A.rvt | UNSET |  |  | Level: Level 1 |  |  |  | 0.500000 | [7 empty] | 0.460000 |  |  |  |  | N/A | UNSET | N/A | N/A | TRUE | N/A | 0 | N/A | 0 | 0 | 0 | 0 | 0 | UNSET | N/A | N/A | FIXED | N/A | Ground Fault Receptacles | UNSET | N/A |  | N/A | N/A | N/A | 0 | L1 | 0 | N/A | N/A | N/A | 0 | [16 empty] | N/A |  |  |  | 23.80.50.11.17 | [7 empty] | Receptacle |  | N21C | 12 | [5 empty] | 1291.669250 | 0.000000 | 42 | 1937.503875 | TRUE
564 | 1C07 | 0 | 740798 | New Construction | N/A |  | 0 |  | 0 |  | 103423 | Point+HemiSpherical | 45363 |  | 53234 | REF TYPE MARK | 0 | B18 - 0610x1219mm | 0 | 87079 | 90712,90713,90714,90715,90716,90717,90718,103344,103345,103346,103347,103348,103349,103350,103351,103353 | 2ikEQjpcTDnxUN0yGA3WNe | 1 |  | M_Troffer Light - Parabolic Rectangular:B18 - 0610x1219mm:B18 - 0610x1219mm:740798 |  | NO | N/A | 564 | N/A | 16777215 | N/A | N/A | N/A | N/A | N/A |  | 120 V/1-80 VA | N/A | <not associated> | UNSET |  |  | Level: Level 1 | UNSET | F | 0 | 2.680000 |  | 861.112833 | 0 | 0.050000 |  |  |  | 1.200000 |  |  | T8, 1219mm, RAPID START, CRI=85 MINI |  | N/A | UNSET | N/A | N/A | TRUE | N/A | 0 | N/A | 0 | 0 | 0 | 0 | 0 | UNSET | N/A | N/A | FIXED | N/A | Downlights | UNSET | N/A | D5020210 | N/A | N/A | N/A | 0 | L1 | 0 | N/A | N/A | N/A | 0 | UNSET | UNSET | 0 | 0 | 0 | 0 | 0 | [9 empty] | N/A | Lighting - Fluorescent |  |  | 23.80.70.11.14.11 |  |  | B18 |  |  |  | 1291.669250 | Lighting - Dwelling Unit | 1 | N21C1 | 22 |  |  | 2900.000000 | 32 | [8 empty] | Metal - Paint Finish - Dark Gray, Matte | Glass - White, High Luminance | Metal - Chrome
565 | 1C07 | 0 | 740806 | New Construction | N/A |  | 0 |  | 0 |  | 103423 | Point+HemiSpherical | 45364 |  | 53235 | REF TYPE MARK | 0 | B18 - 0610x1219mm | 0 | 87078 | 90719,90720,90721,90722,90723,90724,90725,103344,103345,103346,103347,103348,103349,103350,103351,103353 | 2ikEQjpcTDnxUN0yGA3WMG | 1 |  | M_Troffer Light - Parabolic Rectangular:B18 - 0610x1219mm:B18 - 0610x1219mm:740806 |  | NO | N/A | 565 | N/A | 16777215 | N/A | N/A | N/A | N/A | N/A |  | 120 V/1-80 VA | N/A | <not associated> | UNSET |  |  | Level: Level 1 | UNSET | F | 0 | 2.680000 |  | 861.112833 | 0 | 0.050000 |  |  |  | 1.200000 |  |  | T8, 1219mm, RAPID START, CRI=85 MINI |  | N/A | UNSET | N/A | N/A | TRUE | N/A | 0 | N/A | 0 | 0 | 0 | 0 | 0 | UNSET | N/A | N/A | FIXED | N/A | Downlights | UNSET | N/A | D5020210 | N/A | N/A | N/A | 0 | L1 | 0 | N/A | N/A | N/A | 0 | UNSET | UNSET | 0 | 0 | 0 | 0 | 0 | [9 empty] | N/A | Lighting - Fluorescent |  |  | 23.80.70.11.14.11 |  |  | B18 |  |  |  | 1291.669250 | Lighting - Dwelling Unit | 1 | N21C1 | 22 |  |  | 2900.000000 | 32 | [8 empty] | Metal - Paint Finish - Dark Gray, Matte | Glass - White, High Luminance | Metal - Chrome
1097 | 1C07 | 0 | 748970 | New Construction | N/A |  | 0 |  | 0 |  | 103423 | Point+HemiSpherical | 45548 |  | 53419 | REF TYPE MARK | 0 | SB - 102mm Diameter | 0 |  | 92015,92016,92017,92018,92019,92020,92021,103525,103526,103527,103528,103529,103530,103531,103532 | 1MPejKGxvAxOPe64yBS0eg | 1 |  | M_Downlight - Recessed Can:SB - 102mm Diameter:SB - 102mm Diameter:748970 |  | NO | N/A | 1097 | N/A | 16777215 | N/A | N/A | N/A | N/A | N/A |  | 120 V/1-100 VA | N/A | Linked Revit Model : Clinic_A.rvt | UNSET |  |  | Level: Level 1 | UNSET | F | 0 | 2.680000 |  | 1076.391042 | 0 | 0.050000 |  |  |  | 1.200000 |  |  | T4, QUAD TUBE, CRI=82 |  | N/A | UNSET | N/A | N/A | TRUE | N/A | 0 | N/A | 0 | 0 | 0 | 0 | 0 | UNSET | N/A | N/A | FIXED | N/A | Downlights | UNSET | N/A | D5020220 | N/A | N/A | N/A | 0 | L1 | 0 | N/A | N/A | N/A | 0 | UNSET | UNSET | 0 | 0 | 0 | 0 | 0 | [9 empty] | N/A | Lighting - Incandescent |  |  | 23.80.70.11.14.11 |  |  | SB |  |  | 0.100000 | 1291.669250 | Lighting - Dwelling Unit | 1 | N21C1 | 22 | 0.200000 | 0.200000 | 1200.000000 | 18 | 0.087300
1098 | 1C07 | 0 | 749027 | New Construction | N/A |  | 0 |  | 0 |  | 103423 | Point+HemiSpherical | 45549 |  | 53420 | REF TYPE MARK | 0 | SB - 102mm Diameter | 0 |  | 92022,92023,92024,92025,92026,92027,92028,103525,103526,103527,103528,103529,103530,103531,103532 | 1MPejKGxvAxOPe64yBS0fZ | 1 |  | M_Downlight - Recessed Can:SB - 102mm Diameter:SB - 102mm Diameter:749027 |  | NO | N/A | 1098 | N/A | 16777215 | N/A | N/A | N/A | N/A | N/A |  | 120 V/1-100 VA | N/A | Linked Revit Model : Clinic_A.rvt | UNSET |  |  | Level: Level 1 | UNSET | F | 0 | 2.680000 |  | 1076.391042 | 0 | 0.050000 |  |  |  | 1.200000 |  |  | T4, QUAD TUBE, CRI=82 |  | N/A | UNSET | N/A | N/A | TRUE | N/A | 0 | N/A | 0 | 0 | 0 | 0 | 0 | UNSET | N/A | N/A | FIXED | N/A | Downlights | UNSET | N/A | D5020220 | N/A | N/A | N/A | 0 | L1 | 0 | N/A | N/A | N/A | 0 | UNSET | UNSET | 0 | 0 | 0 | 0 | 0 | [9 empty] | N/A | Lighting - Incandescent |  |  | 23.80.70.11.14.11 |  |  | SB |  |  | 0.100000 | 1291.669250 | Lighting - Dwelling Unit | 1 | N21C1 | 22 | 0.200000 | 0.200000 | 1200.000000 | 18 | 0.087300
1099 | 1C07 | 0 | 749067 | New Construction | N/A |  | 0 |  | 0 |  | 103423 | Point+HemiSpherical | 45550 |  | 53421 | REF TYPE MARK | 0 | SB - 102mm Diameter | 0 |  | 92029,92030,92031,92032,92033,92034,92035,103525,103526,103527,103528,103529,103530,103531,103532 | 1MPejKGxvAxOPe64yBS0cB | 1 |  | M_Downlight - Recessed Can:SB - 102mm Diameter:SB - 102mm Diameter:749067 |  | NO | N/A | 1099 | N/A | 16777215 | N/A | N/A | N/A | N/A | N/A |  | 120 V/1-100 VA | N/A | Linked Revit Model : Clinic_A.rvt | UNSET |  |  | Level: Level 1 | UNSET | F | 0 | 2.680000 |  | 1076.391042 | 0 | 0.050000 |  |  |  | 1.200000 |  |  | T4, QUAD TUBE, CRI=82 |  | N/A | UNSET | N/A | N/A | TRUE | N/A | 0 | N/A | 0 | 0 | 0 | 0 | 0 | UNSET | N/A | N/A | FIXED | N/A | Downlights | UNSET | N/A | D5020220 | N/A | N/A | N/A | 0 | L1 | 0 | N/A | N/A | N/A | 0 | UNSET | UNSET | 0 | 0 | 0 | 0 | 0 | [9 empty] | N/A | Lighting - Incandescent |  |  | 23.80.70.11.14.11 |  |  | SB |  |  | 0.100000 | 1291.669250 | Lighting - Dwelling Unit | 1 | N21C1 | 22 | 0.200000 | 0.200000 | 1200.000000 | 18 | 0.087300
1100 | 1C07 | 0 | 749099 | New Construction | N/A |  | 0 |  | 0 |  | 103423 | Point+HemiSpherical | 45551 |  | 53422 | REF TYPE MARK | 0 | SB - 102mm Diameter | 0 |  | 92036,92037,92038,92039,92040,92041,92042,103525,103526,103527,103528,103529,103530,103531,103532 | 1MPejKGxvAxOPe64yBS0ch | 1 |  | M_Downlight - Recessed Can:SB - 102mm Diameter:SB - 102mm Diameter:749099 |  | NO | N/A | 1100 | N/A | 16777215 | N/A | N/A | N/A | N/A | N/A |  | 120 V/1-100 VA | N/A | Linked Revit Model : Clinic_A.rvt | UNSET |  |  | Level: Level 1 | UNSET | F | 0 | 2.680000 |  | 1076.391042 | 0 | 0.050000 |  |  |  | 1.200000 |  |  | T4, QUAD TUBE, CRI=82 |  | N/A | UNSET | N/A | N/A | TRUE | N/A | 0 | N/A | 0 | 0 | 0 | 0 | 0 | UNSET | N/A | N/A | FIXED | N/A | Downlights | UNSET | N/A | D5020220 | N/A | N/A | N/A | 0 | L1 | 0 | N/A | N/A | N/A | 0 | UNSET | UNSET | 0 | 0 | 0 | 0 | 0 | [9 empty] | N/A | Lighting - Incandescent |  |  | 23.80.70.11.14.11 |  |  | SB |  |  | 0.100000 | 1291.669250 | Lighting - Dwelling Unit | 1 | N21C1 | 22 | 0.200000 | 0.200000 | 1200.000000 | 18 | 0.087300
1101 | 1C07 | 0 | 749133 | New Construction | N/A |  | 0 |  | 0 |  | 103423 | Point+HemiSpherical | 45552 |  | 53423 | REF TYPE MARK | 0 | SB - 102mm Diameter | 0 |  | 92043,92044,92045,92046,92047,92048,92049,103525,103526,103527,103528,103529,103530,103531,103532 | 1MPejKGxvAxOPe64yBS0dD | 1 |  | M_Downlight - Recessed Can:SB - 102mm Diameter:SB - 102mm Diameter:749133 |  | NO | N/A | 1101 | N/A | 16777215 | N/A | N/A | N/A | N/A | N/A |  | 120 V/1-100 VA | N/A | Linked Revit Model : Clinic_A.rvt | UNSET |  |  | Level: Level 1 | UNSET | F | 0 | 2.680000 |  | 1076.391042 | 0 | 0.050000 |  |  |  | 1.200000 |  |  | T4, QUAD TUBE, CRI=82 |  | N/A | UNSET | N/A | N/A | TRUE | N/A | 0 | N/A | 0 | 0 | 0 | 0 | 0 | UNSET | N/A | N/A | FIXED | N/A | Downlights | UNSET | N/A | D5020220 | N/A | N/A | N/A | 0 | L1 | 0 | N/A | N/A | N/A | 0 | UNSET | UNSET | 0 | 0 | 0 | 0 | 0 | [9 empty] | N/A | Lighting - Incandescent |  |  | 23.80.70.11.14.11 |  |  | SB |  |  | 0.100000 | 1291.669250 | Lighting - Dwelling Unit | 1 | N21C1 | 22 | 0.200000 | 0.200000 | 1200.000000 | 18 | 0.087300
1324 | 1C07 |  | 804030 | New Construction | N/A | [5 empty] | 103423 |  | 45989 |  | 43254 |  |  | Single Pole | 0 |  | 95083,95084,95085,95086,95087,95088,103554,103555,103556,103557,103558,103559 | 1LRV9a7_TAYg7FVXvT_HmR | 1 |  | M_Lighting Switches:Single Pole:Single Pole:804030 |  |  | N/A | 1324 | N/A |  | N/A | N/A | N/A | N/A | N/A |  | 120 V/1-0 VA | N/A | Linked Revit Model : Clinic_A.rvt |  |  |  | Level: Level 1 |  |  |  | 1.200000 |  | 0.000000 | [5 empty] | 1.200000 |  |  |  |  | N/A | UNSET | N/A | N/A | TRUE | N/A | 0 | N/A | 0 | 0 | 0 | 0 | 0 | UNSET | N/A | N/A | FIXED | N/A | Switches | UNSET | N/A |  | N/A | N/A | N/A | 0 | L1 | 0 | N/A | N/A | N/A | 0 | [16 empty] | N/A |  |  |  | 23.80.50.11.14 | [7 empty] | Other |  | N21C1 | 22 | [5 empty] | 1291.669250 | 0.000000
1325 | 1C07 |  | 804075 | New Construction | N/A | [5 empty] | 103423 |  | 45990 |  | 43255 |  |  | Single Pole | 0 |  | 95089,95090,95091,95092,95093,95094,103554,103555,103556,103557,103558,103559 | 1LRV9a7_TAYg7FVXvT_HnE | 1 |  | M_Lighting Switches:Single Pole:Single Pole:804075 |  |  | N/A | 1325 | N/A |  | N/A | N/A | N/A | N/A | N/A |  | 120 V/1-0 VA | N/A | Linked Revit Model : Clinic_A.rvt |  |  |  | Level: Level 1 |  |  |  | 1.200000 |  | 0.000000 | [5 empty] | 1.200000 |  |  |  |  | N/A | UNSET | N/A | N/A | TRUE | N/A | 0 | N/A | 0 | 0 | 0 | 0 | 0 | UNSET | N/A | N/A | FIXED | N/A | Switches | UNSET | N/A |  | N/A | N/A | N/A | 0 | L1 | 0 | N/A | N/A | N/A | 0 | [16 empty] | N/A |  |  |  | 23.80.50.11.14 | [7 empty] | Other |  | N21C1 | 22 | [5 empty] | 1291.669250 | 0.000000
1653 | 1C07 |  | 869317 | New Construction | N/A | [5 empty] | 103423 |  | 46312 |  | 43551 |  |  | Standard | 0 |  | 97088,97089,97090,97091,97092,97093,103571,103572,103573,103574,103575 | 0Oe4W3Rwf1Dht7uPdCMK7o | 1 |  | M_Duplex Receptacle:Standard:Standard:869317 |  |  | N/A | 1653 | N/A |  | N/A | N/A | N/A | N/A | N/A |  | 120 V/1-180 VA | N/A | Linked Revit Model : Clinic_A.rvt | UNSET |  |  | Level: Level 1 |  |  |  | 0.500000 | [7 empty] | 0.460000 |  |  |  |  | N/A | UNSET | N/A | N/A | TRUE | N/A | 0 | N/A | 0 | 0 | 0 | 0 | 0 | UNSET | N/A | N/A | FIXED | N/A | Ground Fault Receptacles | UNSET | N/A |  | N/A | N/A | N/A | 0 | L1 | 0 | N/A | N/A | N/A | 0 | [16 empty] | N/A |  |  |  | 23.80.50.11.17 | [7 empty] | Receptacle |  | N21C | 18 | [5 empty] | 1291.669250 | 0.000000 | 79 | 1937.503875 | TRUE
1699 | 1C07 |  | 873900 | New Construction | N/A | [5 empty] | 103423 |  | 46359 |  | 43597 |  |  | Standard | 0 |  | 97371,97372,97373,97374,97375,97376,103571,103572,103573,103574,103575 | 0Oe4W3Rwf1Dht7uPdCMLUR | 1 |  | M_Duplex Receptacle:Standard:Standard:873900 |  |  | N/A | 1699 | N/A |  | N/A | N/A | N/A | N/A | N/A |  | 120 V/1-180 VA | N/A | Linked Revit Model : Clinic_A.rvt | UNSET |  |  | Level: Level 1 |  |  |  | 0.500000 | [7 empty] | 0.460000 |  |  |  |  | N/A | UNSET | N/A | N/A | TRUE | N/A | 0 | N/A | 0 | 0 | 0 | 0 | 0 | UNSET | N/A | N/A | FIXED | N/A | Ground Fault Receptacles | UNSET | N/A |  | N/A | N/A | N/A | 0 | L1 | 0 | N/A | N/A | N/A | 0 | [16 empty] | N/A |  |  |  | 23.80.50.11.17 | [7 empty] | Receptacle |  | N21C | 18 | [5 empty] | 1291.669250 | 0.000000 | 125 | 1937.503875 | TRUE
1700 | 1C07 |  | 874228 | New Construction | N/A | [5 empty] | 103423 |  | 46360 |  | 43598 |  |  | Standard | 0 |  | 97377,97378,97379,97380,97381,97382,103571,103572,103573,103574,103575 | 0Oe4W3Rwf1Dht7uPdCMLJ3 | 1 |  | M_Duplex Receptacle:Standard:Standard:874228 |  |  | N/A | 1700 | N/A |  | N/A | N/A | N/A | N/A | N/A |  | 120 V/1-180 VA | N/A | Linked Revit Model : Clinic_A.rvt | UNSET |  |  | Level: Level 1 |  |  |  | 0.500000 | [7 empty] | 0.460000 |  |  |  |  | N/A | UNSET | N/A | N/A | TRUE | N/A | 0 | N/A | 0 | 0 | 0 | 0 | 0 | UNSET | N/A | N/A | FIXED | N/A | Ground Fault Receptacles | UNSET | N/A |  | N/A | N/A | N/A | 0 | L1 | 0 | N/A | N/A | N/A | 0 | [16 empty] | N/A |  |  |  | 23.80.50.11.17 | [7 empty] | Receptacle |  | N21C | 20 | [5 empty] | 1291.669250 | 0.000000 | 126 | 1937.503875 | TRUE
1701 | 1C07 |  | 874291 | New Construction | N/A | [5 empty] | 103423 |  | 46361 |  | 43599 |  |  | Standard | 0 |  | 97383,97384,97385,97386,97387,97388,103571,103572,103573,103574,103575 | 0Oe4W3Rwf1Dht7uPdCMLK4 | 1 |  | M_Duplex Receptacle:Standard:Standard:874291 |  |  | N/A | 1701 | N/A |  | N/A | N/A | N/A | N/A | N/A |  | 120 V/1-180 VA | N/A | Linked Revit Model : Clinic_A.rvt | UNSET |  |  | Level: Level 1 |  |  |  | 0.500000 | [7 empty] | 0.460000 |  |  |  |  | N/A | UNSET | N/A | N/A | TRUE | N/A | 0 | N/A | 0 | 0 | 0 | 0 | 0 | UNSET | N/A | N/A | FIXED | N/A | Ground Fault Receptacles | UNSET | N/A |  | N/A | N/A | N/A | 0 | L1 | 0 | N/A | N/A | N/A | 0 | [16 empty] | N/A |  |  |  | 23.80.50.11.17 | [7 empty] | Receptacle |  | N21C | 21 | [5 empty] | 1291.669250 | 0.000000 | 127 | 1937.503875 | TRUE
1702 | 1C07 |  | 874334 | New Construction | N/A | [5 empty] | 103423 |  | 46362 |  | 43600 |  |  | Standard | 0 |  | 97389,97390,97391,97392,97393,97394,103571,103572,103573,103574,103575 | 0Oe4W3Rwf1Dht7uPdCMLLf | 1 |  | M_Duplex Receptacle:Standard:Standard:874334 |  |  | N/A | 1702 | N/A |  | N/A | N/A | N/A | N/A | N/A |  | 120 V/1-180 VA | N/A | Grid : 4 | UNSET |  |  | Level: Level 1 |  |  |  | 0.500000 | [7 empty] | 0.460000 |  |  |  |  | N/A | UNSET | N/A | N/A | TRUE | N/A | 0 | N/A | 0 | 0 | 0 | 0 | 0 | UNSET | N/A | N/A | FIXED | N/A | Ground Fault Receptacles | UNSET | N/A |  | N/A | N/A | N/A | 0 | L1 | 0 | N/A | N/A | N/A | 0 | [16 empty] | N/A |  |  |  | 23.80.50.11.17 | [7 empty] | Receptacle |  | N21C | 21 | [5 empty] | 1291.669250 | 0.000000 | 128 | 1937.503875 | TRUE
1703 | 1C07 |  | 874378 | New Construction | N/A | [5 empty] | 103423 |  | 46363 |  | 43601 |  |  | Standard | 0 |  | 97395,97396,97397,97398,97399,97400,103571,103572,103573,103574,103575 | 0Oe4W3Rwf1Dht7uPdCMLMz | 1 |  | M_Duplex Receptacle:Standard:Standard:874378 |  |  | N/A | 1703 | N/A |  | N/A | N/A | N/A | N/A | N/A |  | 120 V/1-180 VA | N/A | Linked Revit Model : Clinic_A.rvt | UNSET |  |  | Level: Level 1 |  |  |  | 0.500000 | [7 empty] | 0.460000 |  |  |  |  | N/A | UNSET | N/A | N/A | TRUE | N/A | 0 | N/A | 0 | 0 | 0 | 0 | 0 | UNSET | N/A | N/A | FIXED | N/A | Ground Fault Receptacles | UNSET | N/A |  | N/A | N/A | N/A | 0 | L1 | 0 | N/A | N/A | N/A | 0 | [16 empty] | N/A |  |  |  | 23.80.50.11.17 | [7 empty] | Receptacle |  | N21C | 20 | [5 empty] | 1291.669250 | 0.000000 | 129 | 1937.503875 | TRUE
1704 | 1C07 |  | 874442 | New Construction | N/A | [5 empty] | 103423 |  | 46364 |  | 43602 |  |  | Standard | 0 |  | 97402,97403,97404,97405,97406,97407,103571,103572,103573,103574,103575 | 0Oe4W3Rwf1Dht7uPdCMLNz | 1 |  | M_Duplex Receptacle:Standard:Standard:874442 |  |  | N/A | 1704 | N/A |  | N/A | N/A | N/A | N/A | N/A |  | 120 V/1-180 VA | N/A | Linked Revit Model : Clinic_A.rvt | UNSET |  |  | Level: Level 1 |  |  |  | 0.500000 | [7 empty] | 0.460000 |  |  |  |  | N/A | UNSET | N/A | N/A | TRUE | N/A | 0 | N/A | 0 | 0 | 0 | 0 | 0 | UNSET | N/A | N/A | FIXED | N/A | Ground Fault Receptacles | UNSET | N/A |  | N/A | N/A | N/A | 0 | L1 | 0 | N/A | N/A | N/A | 0 | [16 empty] | N/A |  |  |  | 23.80.50.11.17 | [7 empty] | Receptacle |  | N21C | 20 | [5 empty] | 1291.669250 | 0.000000 | 130 | 1937.503875 | TRUE
1705 | 1C07 |  | 874871 | New Construction | N/A | [5 empty] | 103423 |  | 46365 |  | 43603 |  |  | Standard | 0 |  | 97409,97410,97411,97412,97413,97414,103571,103572,103573,103574,103575 | 0Oe4W3Rwf1Dht7uPdCMLj0 | 1 |  | M_Duplex Receptacle:Standard:Standard:874871 |  |  | N/A | 1705 | N/A |  | N/A | N/A | N/A | N/A | N/A |  | 120 V/1-180 VA | N/A | Linked Revit Model : Clinic_A.rvt | UNSET |  |  | Level: Level 1 |  |  |  | 0.500000 | [7 empty] | 0.460000 |  |  |  |  | N/A | UNSET | N/A | N/A | TRUE | N/A | 0 | N/A | 0 | 0 | 0 | 0 | 0 | UNSET | N/A | N/A | FIXED | N/A | Ground Fault Receptacles | UNSET | N/A |  | N/A | N/A | N/A | 0 | L1 | 0 | N/A | N/A | N/A | 0 | [16 empty] | N/A |  |  |  | 23.80.50.11.17 | [7 empty] | Receptacle |  | N21C | 20 | [5 empty] | 1291.669250 | 0.000000 | 131 | 1937.503875 | TRUE
1706 | 1C07 |  | 874895 | New Construction | N/A | [5 empty] | 103423 |  | 46366 |  | 43604 |  |  | Standard | 0 |  | 97416,97417,97418,97419,97420,97421,103571,103572,103573,103574,103575 | 0Oe4W3Rwf1Dht7uPdCMLku | 1 |  | M_Duplex Receptacle:Standard:Standard:874895 |  |  | N/A | 1706 | N/A |  | N/A | N/A | N/A | N/A | N/A |  | 120 V/1-180 VA | N/A | Linked Revit Model : Clinic_A.rvt | UNSET |  |  | Level: Level 1 |  |  |  | 0.500000 | [7 empty] | 0.460000 |  |  |  |  | N/A | UNSET | N/A | N/A | TRUE | N/A | 0 | N/A | 0 | 0 | 0 | 0 | 0 | UNSET | N/A | N/A | FIXED | N/A | Ground Fault Receptacles | UNSET | N/A |  | N/A | N/A | N/A | 0 | L1 | 0 | N/A | N/A | N/A | 0 | [16 empty] | N/A |  |  |  | 23.80.50.11.17 | [7 empty] | Receptacle |  | N21C | 20 | [5 empty] | 1291.669250 | 0.000000 | 132 | 1937.503875 | TRUE
1707 | 1C07 |  | 875010 | New Construction | N/A | [5 empty] | 103423 |  | 46367 |  | 43605 |  |  | Standard | 0 |  | 97423,97424,97425,97426,97427,97428,103571,103572,103573,103574,103575 | 0Oe4W3Rwf1Dht7uPdCMLWr | 1 |  | M_Duplex Receptacle:Standard:Standard:875010 |  |  | N/A | 1707 | N/A |  | N/A | N/A | N/A | N/A | N/A |  | 120 V/1-180 VA | N/A | Linked Revit Model : Clinic_A.rvt | UNSET |  |  | Level: Level 1 |  |  |  | 0.500000 | [7 empty] | 0.460000 |  |  |  |  | N/A | UNSET | N/A | N/A | TRUE | N/A | 0 | N/A | 0 | 0 | 0 | 0 | 0 | UNSET | N/A | N/A | FIXED | N/A | Ground Fault Receptacles | UNSET | N/A |  | N/A | N/A | N/A | 0 | L1 | 0 | N/A | N/A | N/A | 0 | [16 empty] | N/A |  |  |  | 23.80.50.11.17 | [7 empty] | Receptacle |  | N21C | 18 | [5 empty] | 1291.669250 | 0.000000 | 133 | 1937.503875 | TRUE
594 | 1C08 | 0 | 741098 | New Construction | N/A |  | 0 |  | 0 |  | 103367 | Point+HemiSpherical | 45393 |  | 53264 | REF TYPE MARK | 0 | B1D - 0610x1219mm | 0 | 87049 | 90922,90923,90924,90925,90926,90927,90928,103114,103115,103116,103117,103118,103119,103120,103121,103132 | 2ikEQjpcTDnxUN0yGA3WQy | 1 |  | M_Troffer Light - Parabolic Rectangular:B1D - 0610x1219mm:B1D - 0610x1219mm:741098 |  | NO | N/A | 594 | N/A | 16777215 | N/A | N/A | N/A | N/A | N/A |  | 120 V/1-80 VA | N/A | <not associated> | UNSET |  |  | Level: Level 1 | UNSET | F | 0 | 2.680000 |  | 861.112833 | 0 | 0.050000 |  |  |  | 1.200000 |  |  | T8, 1219mm, RAPID START, CRI=75 |  | N/A | UNSET | N/A | N/A | TRUE | N/A | 0 | N/A | 0 | 0 | 0 | 0 | 0 | UNSET | N/A | N/A | FIXED | N/A | Downlights | UNSET | N/A | D5020210 | N/A | N/A | N/A | 0 | L1 | 0 | N/A | N/A | N/A | 0 | UNSET | UNSET | 0 | 0 | 0 | 0 | 0 | [9 empty] | N/A | Lighting - Fluorescent |  |  | 23.80.70.11.14.11 |  |  | B1D |  |  |  | 1291.669250 | Lighting - Dwelling Unit | 1 | L41C | 9 |  |  | 2900.000000 | 32 | [8 empty] | Metal - Paint Finish - Dark Gray, Matte | Glass - White, High Luminance | Metal - Chrome
595 | 1C08 | 0 | 741104 | New Construction | N/A |  | 0 |  | 0 |  | 103367 | Point+HemiSpherical | 45394 |  | 53265 | REF TYPE MARK | 0 | B1D - 0610x1219mm | 0 | 87048 | 90929,90930,90931,90932,90933,90934,90935,103114,103115,103116,103117,103118,103119,103120,103121,103132 | 2ikEQjpcTDnxUN0yGA3WQc | 1 |  | M_Troffer Light - Parabolic Rectangular:B1D - 0610x1219mm:B1D - 0610x1219mm:741104 |  | NO | N/A | 595 | N/A | 16777215 | N/A | N/A | N/A | N/A | N/A |  | 120 V/1-80 VA | N/A | <not associated> | UNSET |  |  | Level: Level 1 | UNSET | F | 0 | 2.680000 |  | 861.112833 | 0 | 0.050000 |  |  |  | 1.200000 |  |  | T8, 1219mm, RAPID START, CRI=75 |  | N/A | UNSET | N/A | N/A | TRUE | N/A | 0 | N/A | 0 | 0 | 0 | 0 | 0 | UNSET | N/A | N/A | FIXED | N/A | Downlights | UNSET | N/A | D5020210 | N/A | N/A | N/A | 0 | L1 | 0 | N/A | N/A | N/A | 0 | UNSET | UNSET | 0 | 0 | 0 | 0 | 0 | [9 empty] | N/A | Lighting - Fluorescent |  |  | 23.80.70.11.14.11 |  |  | B1D |  |  |  | 1291.669250 | Lighting - Dwelling Unit | 1 | L41C | 9 |  |  | 2900.000000 | 32 | [8 empty] | Metal - Paint Finish - Dark Gray, Matte | Glass - White, High Luminance | Metal - Chrome
1326 | 1C08 |  | 804129 | New Construction | N/A | [5 empty] | 103367 |  | 45991 |  | 43256 |  |  | Single Pole | 0 |  | 95095,95096,95097,95098,95099,95100,103554,103555,103556,103557,103558,103559 | 1LRV9a7_TAYg7FVXvT_Hs4 | 1 |  | M_Lighting Switches:Single Pole:Single Pole:804129 |  |  | N/A | 1326 | N/A |  | N/A | N/A | N/A | N/A | N/A |  | 120 V/1-0 VA | N/A | Linked Revit Model : Clinic_A.rvt |  |  |  | Level: Level 1 |  |  |  | 1.200000 |  | 0.000000 | [5 empty] | 1.200000 |  |  |  |  | N/A | UNSET | N/A | N/A | TRUE | N/A | 0 | N/A | 0 | 0 | 0 | 0 | 0 | UNSET | N/A | N/A | FIXED | N/A | Switches | UNSET | N/A |  | N/A | N/A | N/A | 0 | L1 | 0 | N/A | N/A | N/A | 0 | [16 empty] | N/A |  |  |  | 23.80.50.11.14 | [7 empty] | Other |  | L41C | 9 | [5 empty] | 1291.669250 | 0.000000
1626 | 1C08 |  | 867383 | New Construction | N/A | [5 empty] | 103367 |  | 46285 |  | 43524 |  |  | Standard | 0 |  | 96926,96927,96928,96929,96930,96931,103571,103572,103573,103574,103575 | 0Oe4W3Rwf1Dht7uPdCMJu0 | 1 |  | M_Duplex Receptacle:Standard:Standard:867383 |  |  | N/A | 1626 | N/A |  | N/A | N/A | N/A | N/A | N/A |  | 120 V/1-180 VA | N/A | Linked Revit Model : Clinic_A.rvt | UNSET |  |  | Level: Level 1 |  |  |  | 0.500000 | [7 empty] | 0.460000 |  |  |  |  | N/A | UNSET | N/A | N/A | TRUE | N/A | 0 | N/A | 0 | 0 | 0 | 0 | 0 | UNSET | N/A | N/A | FIXED | N/A | Ground Fault Receptacles | UNSET | N/A |  | N/A | N/A | N/A | 0 | L1 | 0 | N/A | N/A | N/A | 0 | [16 empty] | N/A |  |  |  | 23.80.50.11.17 | [7 empty] | Receptacle |  | N21C | 8 | [5 empty] | 1291.669250 | 0.000000 | 52 | 1937.503875 | TRUE
1627 | 1C08 |  | 867456 | New Construction | N/A | [5 empty] | 103367 |  | 46286 |  | 43525 |  |  | Standard | 0 |  | 96932,96933,96934,96935,96936,96937,103571,103572,103573,103574,103575 | 0Oe4W3Rwf1Dht7uPdCMJwt | 1 |  | M_Duplex Receptacle:Standard:Standard:867456 |  |  | N/A | 1627 | N/A |  | N/A | N/A | N/A | N/A | N/A |  | 120 V/1-180 VA | N/A | Linked Revit Model : Clinic_A.rvt | UNSET |  |  | Level: Level 1 |  |  |  | 0.500000 | [7 empty] | 0.460000 |  |  |  |  | N/A | UNSET | N/A | N/A | TRUE | N/A | 0 | N/A | 0 | 0 | 0 | 0 | 0 | UNSET | N/A | N/A | FIXED | N/A | Ground Fault Receptacles | UNSET | N/A |  | N/A | N/A | N/A | 0 | L1 | 0 | N/A | N/A | N/A | 0 | [16 empty] | N/A |  |  |  | 23.80.50.11.17 | [7 empty] | Receptacle |  | N21C | 8 | [5 empty] | 1291.669250 | 0.000000 | 53 | 1937.503875 | TRUE
1628 | 1C08 |  | 867500 | New Construction | N/A | [5 empty] | 103367 |  | 46287 |  | 43526 |  |  | Standard | 0 |  | 96938,96939,96940,96941,96942,96943,103571,103572,103573,103574,103575 | 0Oe4W3Rwf1Dht7uPdCMJwR | 1 |  | M_Duplex Receptacle:Standard:Standard:867500 |  |  | N/A | 1628 | N/A |  | N/A | N/A | N/A | N/A | N/A |  | 120 V/1-180 VA | N/A | Linked Revit Model : Clinic_A.rvt | UNSET |  |  | Level: Level 1 |  |  |  | 0.500000 | [7 empty] | 0.460000 |  |  |  |  | N/A | UNSET | N/A | N/A | TRUE | N/A | 0 | N/A | 0 | 0 | 0 | 0 | 0 | UNSET | N/A | N/A | FIXED | N/A | Ground Fault Receptacles | UNSET | N/A |  | N/A | N/A | N/A | 0 | L1 | 0 | N/A | N/A | N/A | 0 | [16 empty] | N/A |  |  |  | 23.80.50.11.17 | [7 empty] | Receptacle |  | N21C | 8 | [5 empty] | 1291.669250 | 0.000000 | 54 | 1937.503875 | TRUE
1630 | 1C08 |  | 867689 | New Construction | N/A | [5 empty] | 103367 |  | 46289 |  | 43528 |  |  | Standard | 0 |  | 96950,96951,96952,96953,96954,96955,103571,103572,103573,103574,103575 | 0Oe4W3Rwf1Dht7uPdCMJzU | 1 |  | M_Duplex Receptacle:Standard:Standard:867689 |  |  | N/A | 1630 | N/A |  | N/A | N/A | N/A | N/A | N/A |  | 120 V/1-180 VA | N/A | Linked Revit Model : Clinic_A.rvt | UNSET |  |  | Level: Level 1 |  |  |  | 0.500000 | [7 empty] | 0.460000 |  |  |  |  | N/A | UNSET | N/A | N/A | TRUE | N/A | 0 | N/A | 0 | 0 | 0 | 0 | 0 | UNSET | N/A | N/A | FIXED | N/A | Ground Fault Receptacles | UNSET | N/A |  | N/A | N/A | N/A | 0 | L1 | 0 | N/A | N/A | N/A | 0 | [16 empty] | N/A |  |  |  | 23.80.50.11.17 | [7 empty] | Receptacle |  | N21C | 10 | [5 empty] | 1291.669250 | 0.000000 | 56 | 1937.503875 | TRUE
1631 | 1C08 |  | 867854 | New Construction | N/A | [5 empty] | 103367 |  | 46290 |  | 43529 |  |  | Standard | 0 |  | 96956,96957,96958,96959,96960,96961,103571,103572,103573,103574,103575 | 0Oe4W3Rwf1Dht7uPdCMJmv | 1 |  | M_Duplex Receptacle:Standard:Standard:867854 |  |  | N/A | 1631 | N/A |  | N/A | N/A | N/A | N/A | N/A |  | 120 V/1-180 VA | N/A | Linked Revit Model : Clinic_A.rvt | UNSET |  |  | Level: Level 1 |  |  |  | 0.500000 | [7 empty] | 0.460000 |  |  |  |  | N/A | UNSET | N/A | N/A | TRUE | N/A | 0 | N/A | 0 | 0 | 0 | 0 | 0 | UNSET | N/A | N/A | FIXED | N/A | Ground Fault Receptacles | UNSET | N/A |  | N/A | N/A | N/A | 0 | L1 | 0 | N/A | N/A | N/A | 0 | [16 empty] | N/A |  |  |  | 23.80.50.11.17 | [7 empty] | Receptacle |  | N21C | 17 | [5 empty] | 1291.669250 | 0.000000 | 57 | 1937.503875 | TRUE
1632 | 1C08 |  | 867949 | New Construction | N/A | [5 empty] | 103367 |  | 46291 |  | 43530 |  |  | Standard | 0 |  | 96962,96963,96964,96965,96966,96967,103571,103572,103573,103574,103575 | 0Oe4W3Rwf1Dht7uPdCMJnQ | 1 |  | M_Duplex Receptacle:Standard:Standard:867949 |  |  | N/A | 1632 | N/A |  | N/A | N/A | N/A | N/A | N/A |  | 120 V/1-180 VA | N/A | Linked Revit Model : Clinic_A.rvt | UNSET |  |  | Level: Level 1 |  |  |  | 0.500000 | [7 empty] | 0.460000 |  |  |  |  | N/A | UNSET | N/A | N/A | TRUE | N/A | 0 | N/A | 0 | 0 | 0 | 0 | 0 | UNSET | N/A | N/A | FIXED | N/A | Ground Fault Receptacles | UNSET | N/A |  | N/A | N/A | N/A | 0 | L1 | 0 | N/A | N/A | N/A | 0 | [16 empty] | N/A |  |  |  | 23.80.50.11.17 | [7 empty] | Receptacle |  | N21C | 10 | [5 empty] | 1291.669250 | 0.000000 | 58 | 1937.503875 | TRUE
1633 | 1C08 |  | 868055 | New Construction | N/A | [5 empty] | 103367 |  | 46292 |  | 43531 |  |  | Standard | 0 |  | 96968,96969,96970,96971,96972,96973,103571,103572,103573,103574,103575 | 0Oe4W3Rwf1Dht7uPdCMJpW | 1 |  | M_Duplex Receptacle:Standard:Standard:868055 |  |  | N/A | 1633 | N/A |  | N/A | N/A | N/A | N/A | N/A |  | 120 V/1-180 VA | N/A | Linked Revit Model : Clinic_A.rvt | UNSET |  |  | Level: Level 1 |  |  |  | 0.500000 | [7 empty] | 0.460000 |  |  |  |  | N/A | UNSET | N/A | N/A | TRUE | N/A | 0 | N/A | 0 | 0 | 0 | 0 | 0 | UNSET | N/A | N/A | FIXED | N/A | Ground Fault Receptacles | UNSET | N/A |  | N/A | N/A | N/A | 0 | L1 | 0 | N/A | N/A | N/A | 0 | [16 empty] | N/A |  |  |  | 23.80.50.11.17 | [7 empty] | Receptacle |  | N21C | 10 | [5 empty] | 1291.669250 | 0.000000 | 59 | 1937.503875 | TRUE
1634 | 1C08 |  | 868098 | New Construction | N/A | [5 empty] | 103367 |  | 46293 |  | 43532 |  |  | Standard | 0 |  | 96974,96975,96976,96977,96978,96979,103571,103572,103573,103574,103575 | 0Oe4W3Rwf1Dht7uPdCMJqr | 1 |  | M_Duplex Receptacle:Standard:Standard:868098 |  |  | N/A | 1634 | N/A |  | N/A | N/A | N/A | N/A | N/A |  | 120 V/1-180 VA | N/A | Linked Revit Model : Clinic_A.rvt | UNSET |  |  | Level: Level 1 |  |  |  | 0.500000 | [7 empty] | 0.460000 |  |  |  |  | N/A | UNSET | N/A | N/A | TRUE | N/A | 0 | N/A | 0 | 0 | 0 | 0 | 0 | UNSET | N/A | N/A | FIXED | N/A | Ground Fault Receptacles | UNSET | N/A |  | N/A | N/A | N/A | 0 | L1 | 0 | N/A | N/A | N/A | 0 | [16 empty] | N/A |  |  |  | 23.80.50.11.17 | [7 empty] | Receptacle |  | N21C | 10 | [5 empty] | 1291.669250 | 0.000000 | 60 | 1937.503875 | TRUE
592 | 1C09 | 0 | 741084 | New Construction | N/A |  | 0 |  | 0 |  | 103334 | Point+HemiSpherical | 45391 |  | 53262 | REF TYPE MARK | 0 | B1D - 0610x1219mm | 0 | 87051 | 90908,90909,90910,90911,90912,90913,90914,103114,103115,103116,103117,103118,103119,103120,103121,103132 | 2ikEQjpcTDnxUN0yGA3WQA | 1 |  | M_Troffer Light - Parabolic Rectangular:B1D - 0610x1219mm:B1D - 0610x1219mm:741084 |  | NO | N/A | 592 | N/A | 16777215 | N/A | N/A | N/A | N/A | N/A |  | 120 V/1-80 VA | N/A | <not associated> | UNSET |  |  | Level: Level 1 | UNSET | F | 0 | 2.680000 |  | 861.112833 | 0 | 0.050000 |  |  |  | 1.200000 |  |  | T8, 1219mm, RAPID START, CRI=75 |  | N/A | UNSET | N/A | N/A | TRUE | N/A | 0 | N/A | 0 | 0 | 0 | 0 | 0 | UNSET | N/A | N/A | FIXED | N/A | Downlights | UNSET | N/A | D5020210 | N/A | N/A | N/A | 0 | L1 | 0 | N/A | N/A | N/A | 0 | UNSET | UNSET | 0 | 0 | 0 | 0 | 0 | [9 empty] | N/A | Lighting - Fluorescent |  |  | 23.80.70.11.14.11 |  |  | B1D |  |  |  | 1291.669250 | Lighting - Dwelling Unit | 1 | L41C | 9 |  |  | 2900.000000 | 32 | [8 empty] | Metal - Paint Finish - Dark Gray, Matte | Glass - White, High Luminance | Metal - Chrome
593 | 1C09 | 0 | 741090 | New Construction | N/A |  | 0 |  | 0 |  | 103334 | Point+HemiSpherical | 45392 |  | 53263 | REF TYPE MARK | 0 | B1D - 0610x1219mm | 0 | 87050 | 90915,90916,90917,90918,90919,90920,90921,103114,103115,103116,103117,103118,103119,103120,103121,103132 | 2ikEQjpcTDnxUN0yGA3WQq | 1 |  | M_Troffer Light - Parabolic Rectangular:B1D - 0610x1219mm:B1D - 0610x1219mm:741090 |  | NO | N/A | 593 | N/A | 16777215 | N/A | N/A | N/A | N/A | N/A |  | 120 V/1-80 VA | N/A | <not associated> | UNSET |  |  | Level: Level 1 | UNSET | F | 0 | 2.680000 |  | 861.112833 | 0 | 0.050000 |  |  |  | 1.200000 |  |  | T8, 1219mm, RAPID START, CRI=75 |  | N/A | UNSET | N/A | N/A | TRUE | N/A | 0 | N/A | 0 | 0 | 0 | 0 | 0 | UNSET | N/A | N/A | FIXED | N/A | Downlights | UNSET | N/A | D5020210 | N/A | N/A | N/A | 0 | L1 | 0 | N/A | N/A | N/A | 0 | UNSET | UNSET | 0 | 0 | 0 | 0 | 0 | [9 empty] | N/A | Lighting - Fluorescent |  |  | 23.80.70.11.14.11 |  |  | B1D |  |  |  | 1291.669250 | Lighting - Dwelling Unit | 1 | L41C | 9 |  |  | 2900.000000 | 32 | [8 empty] | Metal - Paint Finish - Dark Gray, Matte | Glass - White, High Luminance | Metal - Chrome
1327 | 1C09 |  | 804666 | New Construction | N/A | [5 empty] | 103334 |  | 45992 |  | 43257 |  |  | Single Pole | 0 |  | 95101,95102,95103,95104,95105,95106,103554,103555,103556,103557,103558,103559 | 1LRV9a7_TAYg7FVXvT_H_V | 1 |  | M_Lighting Switches:Single Pole:Single Pole:804666 |  |  | N/A | 1327 | N/A |  | N/A | N/A | N/A | N/A | N/A |  | 120 V/1-0 VA | N/A | Linked Revit Model : Clinic_A.rvt |  |  |  | Level: Level 1 |  |  |  | 1.200000 |  | 0.000000 | [5 empty] | 1.200000 |  |  |  |  | N/A | UNSET | N/A | N/A | TRUE | N/A | 0 | N/A | 0 | 0 | 0 | 0 | 0 | UNSET | N/A | N/A | FIXED | N/A | Switches | UNSET | N/A |  | N/A | N/A | N/A | 0 | L1 | 0 | N/A | N/A | N/A | 0 | [16 empty] | N/A |  |  |  | 23.80.50.11.14 | [7 empty] | Other |  | L41C | 9 | [5 empty] | 1291.669250 | 0.000000
1609 | 1C09 |  | 866007 | New Construction | N/A | [5 empty] | 103334 |  | 46268 |  | 43507 |  |  | Standard | 0 |  | 96824,96825,96826,96827,96828,96829,103571,103572,103573,103574,103575 | 0Oe4W3Rwf1Dht7uPdCMJJW | 1 |  | M_Duplex Receptacle:Standard:Standard:866007 |  |  | N/A | 1609 | N/A |  | N/A | N/A | N/A | N/A | N/A |  | 120 V/1-180 VA | N/A | Linked Revit Model : Clinic_A.rvt | UNSET |  |  | Level: Level 1 |  |  |  | 0.500000 | [7 empty] | 0.460000 |  |  |  |  | N/A | UNSET | N/A | N/A | TRUE | N/A | 0 | N/A | 0 | 0 | 0 | 0 | 0 | UNSET | N/A | N/A | FIXED | N/A | Ground Fault Receptacles | UNSET | N/A |  | N/A | N/A | N/A | 0 | L1 | 0 | N/A | N/A | N/A | 0 | [16 empty] | N/A |  |  |  | 23.80.50.11.17 | [7 empty] | Receptacle |  | N21C | 17 | [5 empty] | 1291.669250 | 0.000000 | 35 | 1937.503875 | TRUE
1610 | 1C09 |  | 866278 | New Construction | N/A | [5 empty] | 103334 |  | 46269 |  | 43508 |  |  | Standard | 0 |  | 96830,96831,96832,96833,96834,96835,103571,103572,103573,103574,103575 | 0Oe4W3Rwf1Dht7uPdCMJNH | 1 |  | M_Duplex Receptacle:Standard:Standard:866278 |  |  | N/A | 1610 | N/A |  | N/A | N/A | N/A | N/A | N/A |  | 120 V/1-180 VA | N/A | Linked Revit Model : Clinic_A.rvt | UNSET |  |  | Level: Level 1 |  |  |  | 0.500000 | [7 empty] | 0.460000 |  |  |  |  | N/A | UNSET | N/A | N/A | TRUE | N/A | 0 | N/A | 0 | 0 | 0 | 0 | 0 | UNSET | N/A | N/A | FIXED | N/A | Ground Fault Receptacles | UNSET | N/A |  | N/A | N/A | N/A | 0 | L1 | 0 | N/A | N/A | N/A | 0 | [16 empty] | N/A |  |  |  | 23.80.50.11.17 | [7 empty] | Receptacle |  | N21C | 8 | [5 empty] | 1291.669250 | 0.000000 | 36 | 1937.503875 | TRUE
1611 | 1C09 |  | 866341 | New Construction | N/A | [5 empty] | 103334 |  | 46270 |  | 43509 |  |  | Standard | 0 |  | 96836,96837,96838,96839,96840,96841,103571,103572,103573,103574,103575 | 0Oe4W3Rwf1Dht7uPdCMJeI | 1 |  | M_Duplex Receptacle:Standard:Standard:866341 |  |  | N/A | 1611 | N/A |  | N/A | N/A | N/A | N/A | N/A |  | 120 V/1-180 VA | N/A | Linked Revit Model : Clinic_A.rvt | UNSET |  |  | Level: Level 1 |  |  |  | 0.500000 | [7 empty] | 0.460000 |  |  |  |  | N/A | UNSET | N/A | N/A | TRUE | N/A | 0 | N/A | 0 | 0 | 0 | 0 | 0 | UNSET | N/A | N/A | FIXED | N/A | Ground Fault Receptacles | UNSET | N/A |  | N/A | N/A | N/A | 0 | L1 | 0 | N/A | N/A | N/A | 0 | [16 empty] | N/A |  |  |  | 23.80.50.11.17 | [7 empty] | Receptacle |  | N21C | 8 | [5 empty] | 1291.669250 | 0.000000 | 37 | 1937.503875 | TRUE
1612 | 1C09 |  | 866385 | New Construction | N/A | [5 empty] | 103334 |  | 46271 |  | 43510 |  |  | Standard | 0 |  | 96842,96843,96844,96845,96846,96847,103571,103572,103573,103574,103575 | 0Oe4W3Rwf1Dht7uPdCMJfc | 1 |  | M_Duplex Receptacle:Standard:Standard:866385 |  |  | N/A | 1612 | N/A |  | N/A | N/A | N/A | N/A | N/A |  | 120 V/1-180 VA | N/A | Linked Revit Model : Clinic_A.rvt | UNSET |  |  | Level: Level 1 |  |  |  | 0.500000 | [7 empty] | 0.460000 |  |  |  |  | N/A | UNSET | N/A | N/A | TRUE | N/A | 0 | N/A | 0 | 0 | 0 | 0 | 0 | UNSET | N/A | N/A | FIXED | N/A | Ground Fault Receptacles | UNSET | N/A |  | N/A | N/A | N/A | 0 | L1 | 0 | N/A | N/A | N/A | 0 | [16 empty] | N/A |  |  |  | 23.80.50.11.17 | [7 empty] | Receptacle |  | N21C | 12 | [5 empty] | 1291.669250 | 0.000000 | 38 | 1937.503875 | TRUE
1613 | 1C09 |  | 866448 | New Construction | N/A | [5 empty] | 103334 |  | 46272 |  | 43511 |  |  | Standard | 0 |  | 96848,96849,96850,96851,96852,96853,103571,103572,103573,103574,103575 | 0Oe4W3Rwf1Dht7uPdCMJgd | 1 |  | M_Duplex Receptacle:Standard:Standard:866448 |  |  | N/A | 1613 | N/A |  | N/A | N/A | N/A | N/A | N/A |  | 120 V/1-180 VA | N/A | Linked Revit Model : Clinic_A.rvt | UNSET |  |  | Level: Level 1 |  |  |  | 0.500000 | [7 empty] | 0.460000 |  |  |  |  | N/A | UNSET | N/A | N/A | TRUE | N/A | 0 | N/A | 0 | 0 | 0 | 0 | 0 | UNSET | N/A | N/A | FIXED | N/A | Ground Fault Receptacles | UNSET | N/A |  | N/A | N/A | N/A | 0 | L1 | 0 | N/A | N/A | N/A | 0 | [16 empty] | N/A |  |  |  | 23.80.50.11.17 | [7 empty] | Receptacle |  | N21C | 12 | [5 empty] | 1291.669250 | 0.000000 | 39 | 1937.503875 | TRUE
1614 | 1C09 |  | 866511 | New Construction | N/A | [5 empty] | 103334 |  | 46273 |  | 43512 |  |  | Standard | 0 |  | 96854,96855,96856,96857,96858,96859,103571,103572,103573,103574,103575 | 0Oe4W3Rwf1Dht7uPdCMJhu | 1 |  | M_Duplex Receptacle:Standard:Standard:866511 |  |  | N/A | 1614 | N/A |  | N/A | N/A | N/A | N/A | N/A |  | 120 V/1-180 VA | N/A | Linked Revit Model : Clinic_A.rvt | UNSET |  |  | Level: Level 1 |  |  |  | 0.500000 | [7 empty] | 0.460000 |  |  |  |  | N/A | UNSET | N/A | N/A | TRUE | N/A | 0 | N/A | 0 | 0 | 0 | 0 | 0 | UNSET | N/A | N/A | FIXED | N/A | Ground Fault Receptacles | UNSET | N/A |  | N/A | N/A | N/A | 0 | L1 | 0 | N/A | N/A | N/A | 0 | [16 empty] | N/A |  |  |  | 23.80.50.11.17 | [7 empty] | Receptacle |  | N21C | 12 | [5 empty] | 1291.669250 | 0.000000 | 40 | 1937.503875 | TRUE
1615 | 1C09 |  | 866565 | New Construction | N/A | [5 empty] | 103334 |  | 46274 |  | 43513 |  |  | Standard | 0 |  | 96860,96861,96862,96863,96864,96865,103571,103572,103573,103574,103575 | 0Oe4W3Rwf1Dht7uPdCMJio | 1 |  | M_Duplex Receptacle:Standard:Standard:866565 |  |  | N/A | 1615 | N/A |  | N/A | N/A | N/A | N/A | N/A |  | 120 V/1-180 VA | N/A | Linked Revit Model : Clinic_A.rvt | UNSET |  |  | Level: Level 1 |  |  |  | 0.500000 | [7 empty] | 0.460000 |  |  |  |  | N/A | UNSET | N/A | N/A | TRUE | N/A | 0 | N/A | 0 | 0 | 0 | 0 | 0 | UNSET | N/A | N/A | FIXED | N/A | Ground Fault Receptacles | UNSET | N/A |  | N/A | N/A | N/A | 0 | L1 | 0 | N/A | N/A | N/A | 0 | [16 empty] | N/A |  |  |  | 23.80.50.11.17 | [7 empty] | Receptacle |  | N21C | 8 | [5 empty] | 1291.669250 | 0.000000 | 41 | 1937.503875 | TRUE
566 | 1C10 | 0 | 740814 | New Construction | N/A |  | 0 |  | 0 |  | 103425 | Point+HemiSpherical | 45365 |  | 53236 | REF TYPE MARK | 0 | B18 - 0610x1219mm | 0 | 87077 | 90726,90727,90728,90729,90730,90731,90732,103344,103345,103346,103347,103348,103349,103350,103351,103353 | 2ikEQjpcTDnxUN0yGA3WMO | 1 |  | M_Troffer Light - Parabolic Rectangular:B18 - 0610x1219mm:B18 - 0610x1219mm:740814 |  | NO | N/A | 566 | N/A | 16777215 | N/A | N/A | N/A | N/A | N/A |  | 120 V/1-80 VA | N/A | <not associated> | UNSET |  |  | Level: Level 1 | UNSET | F | 0 | 2.680000 |  | 861.112833 | 0 | 0.050000 |  |  |  | 1.200000 |  |  | T8, 1219mm, RAPID START, CRI=85 MINI |  | N/A | UNSET | N/A | N/A | TRUE | N/A | 0 | N/A | 0 | 0 | 0 | 0 | 0 | UNSET | N/A | N/A | FIXED | N/A | Downlights | UNSET | N/A | D5020210 | N/A | N/A | N/A | 0 | L1 | 0 | N/A | N/A | N/A | 0 | UNSET | UNSET | 0 | 0 | 0 | 0 | 0 | [9 empty] | N/A | Lighting - Fluorescent |  |  | 23.80.70.11.14.11 |  |  | B18 |  |  |  | 1291.669250 | Lighting - Dwelling Unit | 1 | N21C1 | 22 |  |  | 2900.000000 | 32 | [8 empty] | Metal - Paint Finish - Dark Gray, Matte | Glass - White, High Luminance | Metal - Chrome
567 | 1C10 | 0 | 740824 | New Construction | N/A |  | 0 |  | 0 |  | 103425 | Point+HemiSpherical | 45366 |  | 53237 | REF TYPE MARK | 0 | B18 - 0610x1219mm | 0 | 87076 | 90733,90734,90735,90736,90737,90738,90739,103344,103345,103346,103347,103348,103349,103350,103351,103353 | 2ikEQjpcTDnxUN0yGA3WME | 1 |  | M_Troffer Light - Parabolic Rectangular:B18 - 0610x1219mm:B18 - 0610x1219mm:740824 |  | NO | N/A | 567 | N/A | 16777215 | N/A | N/A | N/A | N/A | N/A |  | 120 V/1-80 VA | N/A | <not associated> | UNSET |  |  | Level: Level 1 | UNSET | F | 0 | 2.680000 |  | 861.112833 | 0 | 0.050000 |  |  |  | 1.200000 |  |  | T8, 1219mm, RAPID START, CRI=85 MINI |  | N/A | UNSET | N/A | N/A | TRUE | N/A | 0 | N/A | 0 | 0 | 0 | 0 | 0 | UNSET | N/A | N/A | FIXED | N/A | Downlights | UNSET | N/A | D5020210 | N/A | N/A | N/A | 0 | L1 | 0 | N/A | N/A | N/A | 0 | UNSET | UNSET | 0 | 0 | 0 | 0 | 0 | [9 empty] | N/A | Lighting - Fluorescent |  |  | 23.80.70.11.14.11 |  |  | B18 |  |  |  | 1291.669250 | Lighting - Dwelling Unit | 1 | N21C1 | 22 |  |  | 2900.000000 | 32 | [8 empty] | Metal - Paint Finish - Dark Gray, Matte | Glass - White, High Luminance | Metal - Chrome
1092 | 1C10 | 0 | 748764 | New Construction | N/A |  | 0 |  | 0 |  | 103425 | Point+HemiSpherical | 45543 |  | 53414 | REF TYPE MARK | 0 | SB - 102mm Diameter | 0 |  | 91980,91981,91982,91983,91984,91985,91986,103525,103526,103527,103528,103529,103530,103531,103532 | 1MPejKGxvAxOPe64yBS0jS | 1 |  | M_Downlight - Recessed Can:SB - 102mm Diameter:SB - 102mm Diameter:748764 |  | NO | N/A | 1092 | N/A | 16777215 | N/A | N/A | N/A | N/A | N/A |  | 120 V/1-100 VA | N/A | Linked Revit Model : Clinic_A.rvt | UNSET |  |  | Level: Level 1 | UNSET | F | 0 | 2.680000 |  | 1076.391042 | 0 | 0.050000 |  |  |  | 1.200000 |  |  | T4, QUAD TUBE, CRI=82 |  | N/A | UNSET | N/A | N/A | TRUE | N/A | 0 | N/A | 0 | 0 | 0 | 0 | 0 | UNSET | N/A | N/A | FIXED | N/A | Downlights | UNSET | N/A | D5020220 | N/A | N/A | N/A | 0 | L1 | 0 | N/A | N/A | N/A | 0 | UNSET | UNSET | 0 | 0 | 0 | 0 | 0 | [9 empty] | N/A | Lighting - Incandescent |  |  | 23.80.70.11.14.11 |  |  | SB |  |  | 0.100000 | 1291.669250 | Lighting - Dwelling Unit | 1 | N21C1 | 22 | 0.200000 | 0.200000 | 1200.000000 | 18 | 0.087300
1093 | 1C10 | 0 | 748855 | New Construction | N/A |  | 0 |  | 0 |  | 103425 | Point+HemiSpherical | 45544 |  | 53415 | REF TYPE MARK | 0 | SB - 102mm Diameter | 0 |  | 91987,91988,91989,91990,91991,91992,91993,103525,103526,103527,103528,103529,103530,103531,103532 | 1MPejKGxvAxOPe64yBS0gt | 1 |  | M_Downlight - Recessed Can:SB - 102mm Diameter:SB - 102mm Diameter:748855 |  | NO | N/A | 1093 | N/A | 16777215 | N/A | N/A | N/A | N/A | N/A |  | 120 V/1-100 VA | N/A | Linked Revit Model : Clinic_A.rvt | UNSET |  |  | Level: Level 1 | UNSET | F | 0 | 2.680000 |  | 1076.391042 | 0 | 0.050000 |  |  |  | 1.200000 |  |  | T4, QUAD TUBE, CRI=82 |  | N/A | UNSET | N/A | N/A | TRUE | N/A | 0 | N/A | 0 | 0 | 0 | 0 | 0 | UNSET | N/A | N/A | FIXED | N/A | Downlights | UNSET | N/A | D5020220 | N/A | N/A | N/A | 0 | L1 | 0 | N/A | N/A | N/A | 0 | UNSET | UNSET | 0 | 0 | 0 | 0 | 0 | [9 empty] | N/A | Lighting - Incandescent |  |  | 23.80.70.11.14.11 |  |  | SB |  |  | 0.100000 | 1291.669250 | Lighting - Dwelling Unit | 1 | N21C1 | 22 | 0.200000 | 0.200000 | 1200.000000 | 18 | 0.087300
1094 | 1C10 | 0 | 748879 | New Construction | N/A |  | 0 |  | 0 |  | 103425 | Point+HemiSpherical | 45545 |  | 53416 | REF TYPE MARK | 0 | SB - 102mm Diameter | 0 |  | 91994,91995,91996,91997,91998,91999,92000,103525,103526,103527,103528,103529,103530,103531,103532 | 1MPejKGxvAxOPe64yBS0hF | 1 |  | M_Downlight - Recessed Can:SB - 102mm Diameter:SB - 102mm Diameter:748879 |  | NO | N/A | 1094 | N/A | 16777215 | N/A | N/A | N/A | N/A | N/A |  | 120 V/1-100 VA | N/A | Linked Revit Model : Clinic_A.rvt | UNSET |  |  | Level: Level 1 | UNSET | F | 0 | 2.680000 |  | 1076.391042 | 0 | 0.050000 |  |  |  | 1.200000 |  |  | T4, QUAD TUBE, CRI=82 |  | N/A | UNSET | N/A | N/A | TRUE | N/A | 0 | N/A | 0 | 0 | 0 | 0 | 0 | UNSET | N/A | N/A | FIXED | N/A | Downlights | UNSET | N/A | D5020220 | N/A | N/A | N/A | 0 | L1 | 0 | N/A | N/A | N/A | 0 | UNSET | UNSET | 0 | 0 | 0 | 0 | 0 | [9 empty] | N/A | Lighting - Incandescent |  |  | 23.80.70.11.14.11 |  |  | SB |  |  | 0.100000 | 1291.669250 | Lighting - Dwelling Unit | 1 | N21C1 | 22 | 0.200000 | 0.200000 | 1200.000000 | 18 | 0.087300
1095 | 1C10 | 0 | 748906 | New Construction | N/A |  | 0 |  | 0 |  | 103425 | Point+HemiSpherical | 45546 |  | 53417 | REF TYPE MARK | 0 | SB - 102mm Diameter | 0 |  | 92001,92002,92003,92004,92005,92006,92007,103525,103526,103527,103528,103529,103530,103531,103532 | 1MPejKGxvAxOPe64yBS0hg | 1 |  | M_Downlight - Recessed Can:SB - 102mm Diameter:SB - 102mm Diameter:748906 |  | NO | N/A | 1095 | N/A | 16777215 | N/A | N/A | N/A | N/A | N/A |  | 120 V/1-100 VA | N/A | Linked Revit Model : Clinic_A.rvt | UNSET |  |  | Level: Level 1 | UNSET | F | 0 | 2.680000 |  | 1076.391042 | 0 | 0.050000 |  |  |  | 1.200000 |  |  | T4, QUAD TUBE, CRI=82 |  | N/A | UNSET | N/A | N/A | TRUE | N/A | 0 | N/A | 0 | 0 | 0 | 0 | 0 | UNSET | N/A | N/A | FIXED | N/A | Downlights | UNSET | N/A | D5020220 | N/A | N/A | N/A | 0 | L1 | 0 | N/A | N/A | N/A | 0 | UNSET | UNSET | 0 | 0 | 0 | 0 | 0 | [9 empty] | N/A | Lighting - Incandescent |  |  | 23.80.70.11.14.11 |  |  | SB |  |  | 0.100000 | 1291.669250 | Lighting - Dwelling Unit | 1 | N21C1 | 22 | 0.200000 | 0.200000 | 1200.000000 | 18 | 0.087300
1096 | 1C10 | 0 | 748928 | New Construction | N/A |  | 0 |  | 0 |  | 103425 | Point+HemiSpherical | 45547 |  | 53418 | REF TYPE MARK | 0 | SB - 102mm Diameter | 0 |  | 92008,92009,92010,92011,92012,92013,92014,103525,103526,103527,103528,103529,103530,103531,103532 | 1MPejKGxvAxOPe64yBS0e0 | 1 |  | M_Downlight - Recessed Can:SB - 102mm Diameter:SB - 102mm Diameter:748928 |  | NO | N/A | 1096 | N/A | 16777215 | N/A | N/A | N/A | N/A | N/A |  | 120 V/1-100 VA | N/A | Linked Revit Model : Clinic_A.rvt | UNSET |  |  | Level: Level 1 | UNSET | F | 0 | 2.680000 |  | 1076.391042 | 0 | 0.050000 |  |  |  | 1.200000 |  |  | T4, QUAD TUBE, CRI=82 |  | N/A | UNSET | N/A | N/A | TRUE | N/A | 0 | N/A | 0 | 0 | 0 | 0 | 0 | UNSET | N/A | N/A | FIXED | N/A | Downlights | UNSET | N/A | D5020220 | N/A | N/A | N/A | 0 | L1 | 0 | N/A | N/A | N/A | 0 | UNSET | UNSET | 0 | 0 | 0 | 0 | 0 | [9 empty] | N/A | Lighting - Incandescent |  |  | 23.80.70.11.14.11 |  |  | SB |  |  | 0.100000 | 1291.669250 | Lighting - Dwelling Unit | 1 | N21C1 | 22 | 0.200000 | 0.200000 | 1200.000000 | 18 | 0.087300
1322 | 1C10 |  | 803770 | New Construction | N/A | [5 empty] | 103425 |  | 45987 |  | 43252 |  |  | Single Pole | 0 |  | 95071,95072,95073,95074,95075,95076,103554,103555,103556,103557,103558,103559 | 1LRV9a7_TAYg7FVXvT_HiV | 1 |  | M_Lighting Switches:Single Pole:Single Pole:803770 |  |  | N/A | 1322 | N/A |  | N/A | N/A | N/A | N/A | N/A |  | 120 V/1-0 VA | N/A | Linked Revit Model : Clinic_A.rvt |  |  |  | Level: Level 1 |  |  |  | 1.200000 |  | 0.000000 | [5 empty] | 1.200000 |  |  |  |  | N/A | UNSET | N/A | N/A | TRUE | N/A | 0 | N/A | 0 | 0 | 0 | 0 | 0 | UNSET | N/A | N/A | FIXED | N/A | Switches | UNSET | N/A |  | N/A | N/A | N/A | 0 | L1 | 0 | N/A | N/A | N/A | 0 | [16 empty] | N/A |  |  |  | 23.80.50.11.14 | [7 empty] | Other |  | N21C1 | 22 | [5 empty] | 1291.669250 | 0.000000
1323 | 1C10 |  | 803977 | New Construction | N/A | [5 empty] | 103425 |  | 45988 |  | 43253 |  |  | Three Way | 0 |  | 95077,95078,95079,95080,95081,95082,103101,103102,103103,103104,103105,103130 | 1LRV9a7_TAYg7FVXvT_Hmi | 1 |  | M_Lighting Switches:Three Way:Three Way:803977 |  |  | N/A | 1323 | N/A |  | N/A | N/A | N/A | N/A | N/A |  | 120 V/1-0 VA | N/A | Linked Revit Model : Clinic_A.rvt |  |  |  | Level: Level 1 |  |  |  | 1.200000 |  | 0.000000 | [5 empty] | 1.200000 |  |  |  |  | N/A | UNSET | N/A | N/A | TRUE | N/A | 0 | N/A | 0 | 0 | 0 | 0 | 0 | UNSET | N/A | N/A | FIXED | N/A | Switches | UNSET | N/A |  | N/A | N/A | N/A | 0 | L1 | 0 | N/A | N/A | N/A | 0 | [16 empty] | N/A |  |  |  | 23.80.50.11.14 | [7 empty] | Other |  | N21C1 | 22 | [5 empty] | 1291.669250 | 0.000000 | [12 empty] | 3
1636 | 1C10 |  | 868304 | New Construction | N/A | [5 empty] | 103425 |  | 46295 |  | 43534 |  |  | Standard | 0 |  | 96986,96987,96988,96989,96990,96991,103571,103572,103573,103574,103575 | 0Oe4W3Rwf1Dht7uPdCMJtd | 1 |  | M_Duplex Receptacle:Standard:Standard:868304 |  |  | N/A | 1636 | N/A |  | N/A | N/A | N/A | N/A | N/A |  | 120 V/1-180 VA | N/A | Linked Revit Model : Clinic_A.rvt | UNSET |  |  | Level: Level 1 |  |  |  | 0.500000 | [7 empty] | 0.460000 |  |  |  |  | N/A | UNSET | N/A | N/A | TRUE | N/A | 0 | N/A | 0 | 0 | 0 | 0 | 0 | UNSET | N/A | N/A | FIXED | N/A | Ground Fault Receptacles | UNSET | N/A |  | N/A | N/A | N/A | 0 | L1 | 0 | N/A | N/A | N/A | 0 | [16 empty] | N/A |  |  |  | 23.80.50.11.17 | [7 empty] | Receptacle |  | N21C | 18 | [5 empty] | 1291.669250 | 0.000000 | 62 | 1937.503875 | TRUE
1637 | 1C10 |  | 868347 | New Construction | N/A | [5 empty] | 103425 |  | 46296 |  | 43535 |  |  | Standard | 0 |  | 96992,96993,96994,96995,96996,96997,103571,103572,103573,103574,103575 | 0Oe4W3Rwf1Dht7uPdCMJtC | 1 |  | M_Duplex Receptacle:Standard:Standard:868347 |  |  | N/A | 1637 | N/A |  | N/A | N/A | N/A | N/A | N/A |  | 120 V/1-180 VA | N/A | Linked Revit Model : Clinic_A.rvt | UNSET |  |  | Level: Level 1 |  |  |  | 0.500000 | [7 empty] | 0.460000 |  |  |  |  | N/A | UNSET | N/A | N/A | TRUE | N/A | 0 | N/A | 0 | 0 | 0 | 0 | 0 | UNSET | N/A | N/A | FIXED | N/A | Ground Fault Receptacles | UNSET | N/A |  | N/A | N/A | N/A | 0 | L1 | 0 | N/A | N/A | N/A | 0 | [16 empty] | N/A |  |  |  | 23.80.50.11.17 | [7 empty] | Receptacle |  | N21C | 14 | [5 empty] | 1291.669250 | 0.000000 | 63 | 1937.503875 | TRUE
1638 | 1C10 |  | 868390 | New Construction | N/A | [5 empty] | 103425 |  | 46297 |  | 43536 |  |  | Standard | 0 |  | 96998,96999,97000,97001,97002,97003,103571,103572,103573,103574,103575 | 0Oe4W3Rwf1Dht7uPdCMK8H | 1 |  | M_Duplex Receptacle:Standard:Standard:868390 |  |  | N/A | 1638 | N/A |  | N/A | N/A | N/A | N/A | N/A |  | 120 V/1-180 VA | N/A | Linked Revit Model : Clinic_A.rvt | UNSET |  |  | Level: Level 1 |  |  |  | 0.500000 | [7 empty] | 0.460000 |  |  |  |  | N/A | UNSET | N/A | N/A | TRUE | N/A | 0 | N/A | 0 | 0 | 0 | 0 | 0 | UNSET | N/A | N/A | FIXED | N/A | Ground Fault Receptacles | UNSET | N/A |  | N/A | N/A | N/A | 0 | L1 | 0 | N/A | N/A | N/A | 0 | [16 empty] | N/A |  |  |  | 23.80.50.11.17 | [7 empty] | Receptacle |  | N21C | 18 | [5 empty] | 1291.669250 | 0.000000 | 64 | 1937.503875 | TRUE
1639 | 1C10 |  | 868426 | New Construction | N/A | [5 empty] | 103425 |  | 46298 |  | 43537 |  |  | Standard | 0 |  | 97004,97005,97006,97007,97008,97009,103571,103572,103573,103574,103575 | 0Oe4W3Rwf1Dht7uPdCMK9z | 1 |  | M_Duplex Receptacle:Standard:Standard:868426 |  |  | N/A | 1639 | N/A |  | N/A | N/A | N/A | N/A | N/A |  | 120 V/1-180 VA | N/A | Linked Revit Model : Clinic_A.rvt | UNSET |  |  | Level: Level 1 |  |  |  | 0.500000 | [7 empty] | 0.460000 |  |  |  |  | N/A | UNSET | N/A | N/A | TRUE | N/A | 0 | N/A | 0 | 0 | 0 | 0 | 0 | UNSET | N/A | N/A | FIXED | N/A | Ground Fault Receptacles | UNSET | N/A |  | N/A | N/A | N/A | 0 | L1 | 0 | N/A | N/A | N/A | 0 | [16 empty] | N/A |  |  |  | 23.80.50.11.17 | [7 empty] | Receptacle |  | N21C | 14 | [5 empty] | 1291.669250 | 0.000000 | 65 | 1937.503875 | TRUE
1640 | 1C10 |  | 868524 | New Construction | N/A | [5 empty] | 103425 |  | 46299 |  | 43538 |  |  | Standard | 0 |  | 97010,97011,97012,97013,97014,97015,103571,103572,103573,103574,103575 | 0Oe4W3Rwf1Dht7uPdCMKAR | 1 |  | M_Duplex Receptacle:Standard:Standard:868524 |  |  | N/A | 1640 | N/A |  | N/A | N/A | N/A | N/A | N/A |  | 120 V/1-180 VA | N/A | Linked Revit Model : Clinic_A.rvt | UNSET |  |  | Level: Level 1 |  |  |  | 0.500000 | [7 empty] | 0.460000 |  |  |  |  | N/A | UNSET | N/A | N/A | TRUE | N/A | 0 | N/A | 0 | 0 | 0 | 0 | 0 | UNSET | N/A | N/A | FIXED | N/A | Ground Fault Receptacles | UNSET | N/A |  | N/A | N/A | N/A | 0 | L1 | 0 | N/A | N/A | N/A | 0 | [16 empty] | N/A |  |  |  | 23.80.50.11.17 | [7 empty] | Receptacle |  | N21C | 14 | [5 empty] | 1291.669250 | 0.000000 | 66 | 1937.503875 | TRUE
1641 | 1C10 |  | 868587 | New Construction | N/A | [5 empty] | 103425 |  | 46300 |  | 43539 |  |  | Standard | 0 |  | 97016,97017,97018,97019,97020,97021,103571,103572,103573,103574,103575 | 0Oe4W3Rwf1Dht7uPdCMKBS | 1 |  | M_Duplex Receptacle:Standard:Standard:868587 |  |  | N/A | 1641 | N/A |  | N/A | N/A | N/A | N/A | N/A |  | 120 V/1-180 VA | N/A | Linked Revit Model : Clinic_A.rvt | UNSET |  |  | Level: Level 1 |  |  |  | 0.500000 | [7 empty] | 0.460000 |  |  |  |  | N/A | UNSET | N/A | N/A | TRUE | N/A | 0 | N/A | 0 | 0 | 0 | 0 | 0 | UNSET | N/A | N/A | FIXED | N/A | Ground Fault Receptacles | UNSET | N/A |  | N/A | N/A | N/A | 0 | L1 | 0 | N/A | N/A | N/A | 0 | [16 empty] | N/A |  |  |  | 23.80.50.11.17 | [7 empty] | Receptacle |  | N21C | 14 | [5 empty] | 1291.669250 | 0.000000 | 67 | 1937.503875 | TRUE
1642 | 1C10 |  | 868686 | New Construction | N/A | [5 empty] | 103425 |  | 46301 |  | 43540 |  |  | Standard | 0 |  | 97022,97023,97024,97025,97026,97027,103571,103572,103573,103574,103575 | 0Oe4W3Rwf1Dht7uPdCMKDv | 1 |  | M_Duplex Receptacle:Standard:Standard:868686 |  |  | N/A | 1642 | N/A |  | N/A | N/A | N/A | N/A | N/A |  | 120 V/1-180 VA | N/A | Linked Revit Model : Clinic_A.rvt | UNSET |  |  | Level: Level 1 |  |  |  | 0.500000 | [7 empty] | 0.460000 |  |  |  |  | N/A | UNSET | N/A | N/A | TRUE | N/A | 0 | N/A | 0 | 0 | 0 | 0 | 0 | UNSET | N/A | N/A | FIXED | N/A | Ground Fault Receptacles | UNSET | N/A |  | N/A | N/A | N/A | 0 | L1 | 0 | N/A | N/A | N/A | 0 | [16 empty] | N/A |  |  |  | 23.80.50.11.17 | [7 empty] | Receptacle |  | N21C | 19 | [5 empty] | 1291.669250 | 0.000000 | 68 | 1937.503875 | TRUE
1644 | 1C10 |  | 868775 | New Construction | N/A | [5 empty] | 103425 |  | 46303 |  | 43542 |  |  | Standard | 0 |  | 97034,97035,97036,97037,97038,97039,103571,103572,103573,103574,103575 | 0Oe4W3Rwf1Dht7uPdCMKEG | 1 |  | M_Duplex Receptacle:Standard:Standard:868775 |  |  | N/A | 1644 | N/A |  | N/A | N/A | N/A | N/A | N/A |  | 120 V/1-180 VA | N/A | Linked Revit Model : Clinic_A.rvt | UNSET |  |  | Level: Level 1 |  |  |  | 0.500000 | [7 empty] | 0.460000 |  |  |  |  | N/A | UNSET | N/A | N/A | TRUE | N/A | 0 | N/A | 0 | 0 | 0 | 0 | 0 | UNSET | N/A | N/A | FIXED | N/A | Ground Fault Receptacles | UNSET | N/A |  | N/A | N/A | N/A | 0 | L1 | 0 | N/A | N/A | N/A | 0 | [16 empty] | N/A |  |  |  | 23.80.50.11.17 | [7 empty] | Receptacle |  | N21C | 19 | [5 empty] | 1291.669250 | 0.000000 | 70 | 1937.503875 | TRUE
1645 | 1C10 |  | 868817 | New Construction | N/A | [5 empty] | 103425 |  | 46304 |  | 43543 |  |  | Standard | 0 |  | 97040,97041,97042,97043,97044,97045,103571,103572,103573,103574,103575 | 0Oe4W3Rwf1Dht7uPdCMKFc | 1 |  | M_Duplex Receptacle:Standard:Standard:868817 |  |  | N/A | 1645 | N/A |  | N/A | N/A | N/A | N/A | N/A |  | 120 V/1-180 VA | N/A | Linked Revit Model : Clinic_A.rvt | UNSET |  |  | Level: Level 1 |  |  |  | 0.500000 | [7 empty] | 0.460000 |  |  |  |  | N/A | UNSET | N/A | N/A | TRUE | N/A | 0 | N/A | 0 | 0 | 0 | 0 | 0 | UNSET | N/A | N/A | FIXED | N/A | Ground Fault Receptacles | UNSET | N/A |  | N/A | N/A | N/A | 0 | L1 | 0 | N/A | N/A | N/A | 0 | [16 empty] | N/A |  |  |  | 23.80.50.11.17 | [7 empty] | Receptacle |  | N21C | 13 | [5 empty] | 1291.669250 | 0.000000 | 71 | 1937.503875 | TRUE
1646 | 1C10 |  | 868938 | New Construction | N/A | [5 empty] | 103425 |  | 46305 |  | 43544 |  |  | Standard | 0 |  | 97046,97047,97048,97049,97050,97051,103571,103572,103573,103574,103575 | 0Oe4W3Rwf1Dht7uPdCMK1z | 1 |  | M_Duplex Receptacle:Standard:Standard:868938 |  |  | N/A | 1646 | N/A |  | N/A | N/A | N/A | N/A | N/A |  | 120 V/1-180 VA | N/A | Linked Revit Model : Clinic_A.rvt | UNSET |  |  | Level: Level 1 |  |  |  | 0.500000 | [7 empty] | 0.460000 |  |  |  |  | N/A | UNSET | N/A | N/A | TRUE | N/A | 0 | N/A | 0 | 0 | 0 | 0 | 0 | UNSET | N/A | N/A | FIXED | N/A | Ground Fault Receptacles | UNSET | N/A |  | N/A | N/A | N/A | 0 | L1 | 0 | N/A | N/A | N/A | 0 | [16 empty] | N/A |  |  |  | 23.80.50.11.17 | [7 empty] | Receptacle |  | N21C | 13 | [5 empty] | 1291.669250 | 0.000000 | 72 | 1937.503875 | TRUE
1647 | 1C10 |  | 868963 | New Construction | N/A | [5 empty] | 103425 |  | 46306 |  | 43545 |  |  | Standard | 0 |  | 97052,97053,97054,97055,97056,97057,103571,103572,103573,103574,103575 | 0Oe4W3Rwf1Dht7uPdCMK1K | 1 |  | M_Duplex Receptacle:Standard:Standard:868963 |  |  | N/A | 1647 | N/A |  | N/A | N/A | N/A | N/A | N/A |  | 120 V/1-180 VA | N/A | Linked Revit Model : Clinic_A.rvt | UNSET |  |  | Level: Level 1 |  |  |  | 0.500000 | [7 empty] | 0.460000 |  |  |  |  | N/A | UNSET | N/A | N/A | TRUE | N/A | 0 | N/A | 0 | 0 | 0 | 0 | 0 | UNSET | N/A | N/A | FIXED | N/A | Ground Fault Receptacles | UNSET | N/A |  | N/A | N/A | N/A | 0 | L1 | 0 | N/A | N/A | N/A | 0 | [16 empty] | N/A |  |  |  | 23.80.50.11.17 | [7 empty] | Receptacle |  | N21C | 13 | [5 empty] | 1291.669250 | 0.000000 | 73 | 1937.503875 | TRUE
628 | 1D01 | 0 | 743292 | New Construction | N/A |  | 0 |  | 0 |  | 103029 | Point+HemiSpherical | 45427 |  | 53298 | REF TYPE MARK | 0 | B3 - 610x610mm | 0 | 87015 | 91160,91161,91162,91163,91164,91165,91166,103543,103544,103545,103546,103547,103548,103549,103550,103551 | 312$WHH7b36fc6XaYoDlm3 | 1 |  | M_Troffer Light - Parabolic Square:B3 - 610x610mm:B3 - 610x610mm:743292 |  | NO | N/A | 628 | N/A | 16777215 | N/A | N/A | N/A | N/A | N/A |  | 120 V/1-40 VA | N/A | Linked Revit Model : Clinic_A.rvt | UNSET |  |  | Level: Level 1 | UNSET | F | 0 | 2.680000 |  | 430.556417 | 0 | 0.050000 |  |  |  | 1.200000 |  |  | U-SHAPED, CRI=75 |  | N/A | UNSET | N/A | N/A | TRUE | N/A | 0 | N/A | 0 | 0 | 0 | 0 | 0 | UNSET | N/A | N/A | FIXED | N/A | Downlights | UNSET | N/A |  | N/A | N/A | N/A | 0 | L1 | 0 | N/A | N/A | N/A | 0 | UNSET | UNSET | 0 | 0 | 0 | 0 | 0 | [9 empty] | N/A |  |  |  | 23.80.70.11.14.11 |  |  | B3 |  |  |  | 1291.669250 | Lighting - Dwelling Unit | 1 | L41C | 3 |  |  | 3150.000000 | 32 | [8 empty] | Metal - Paint Finish - Dark Gray, Matte | Glass - White, High Luminance | Metal - Chrome
1311 | 1D01 |  | 801562 | New Construction | N/A | [5 empty] | 103029 |  | 45976 |  | 43240 |  |  | Single Pole | 0 |  | 95005,95006,95007,95008,95009,95010,103554,103555,103556,103557,103558,103559 | 1LRV9a7_TAYg7FVXvT_ME$ | 1 |  | M_Lighting Switches:Single Pole:Single Pole:801562 |  |  | N/A | 1311 | N/A |  | N/A | N/A | N/A | N/A | N/A |  | 120 V/1-0 VA | N/A | Linked Revit Model : Clinic_A.rvt |  |  |  | Level: Level 1 |  |  |  | 1.200000 |  | 0.000000 | [5 empty] | 1.200000 |  |  |  |  | N/A | UNSET | N/A | N/A | TRUE | N/A | 0 | N/A | 0 | 0 | 0 | 0 | 0 | UNSET | N/A | N/A | FIXED | N/A | Switches | UNSET | N/A |  | N/A | N/A | N/A | 0 | L1 | 0 | N/A | N/A | N/A | 0 | [16 empty] | N/A |  |  |  | 23.80.50.11.14 | [7 empty] | Other |  | L41C | 3 | [5 empty] | 1291.669250 | 0.000000
2076 | 1D01 |  | 923756 | New Construction | N/A | [5 empty] | 103029 |  | 46745 |  | 43974 |  |  | Standard | 0 |  | 99696,99697,99698,99699,99700,99701,103571,103572,103573,103574,103575 | 0Oe4W3Rwf1Dht7uPdCMXfR | 1 |  | M_Duplex Receptacle:Standard:Standard:923756 |  |  | N/A | 2076 | N/A |  | N/A | N/A | N/A | N/A | N/A |  | 120 V/1-180 VA | N/A | Grid : E.2 | UNSET |  |  | Level: Level 1 |  |  |  | 0.500000 | [7 empty] | 0.460000 |  |  |  |  | N/A | UNSET | N/A | N/A | TRUE | N/A | 0 | N/A | 0 | 0 | 0 | 0 | 0 | UNSET | N/A | N/A | FIXED | N/A | Ground Fault Receptacles | UNSET | N/A |  | N/A | N/A | N/A | 0 | L1 | 0 | N/A | N/A | N/A | 0 | [16 empty] | N/A |  |  |  | 23.80.50.11.17 | [7 empty] | Receptacle |  | N21C1 | 3 | [5 empty] | 1291.669250 | 0.000000 | 502 | 1937.503875 | TRUE
598 | 1D02 | 0 | 741172 | New Construction | N/A |  | 0 |  | 0 |  | 103028 | Point+HemiSpherical | 45397 |  | 53268 | REF TYPE MARK | 0 | C18 - 0610x1219mm | 0 | 87045 | 90950,90951,90952,90953,90954,90955,90956,103498,103499,103500,103501,103502,103503,103504,103505,103506 | 3Ue3z7HhfB4RObX3dacdug | 1 |  | M_Troffer Light - Parabolic Rectangular:C18 - 0610x1219mm:C18 - 0610x1219mm:741172 |  | NO | N/A | 598 | N/A | 16777215 | N/A | N/A | N/A | N/A | N/A |  | 120 V/1-80 VA | N/A | <not associated> | UNSET |  |  | Level: Level 1 | UNSET | F | 0 | 2.680000 |  | 861.112833 | 0 | 0.050000 |  |  |  | 1.200000 |  |  | T8, 1219mm, RAPID START, CRI=85 MINI |  | N/A | UNSET | N/A | N/A | TRUE | N/A | 0 | N/A | 0 | 0 | 0 | 0 | 0 | UNSET | N/A | N/A | FIXED | N/A | Downlights | UNSET | N/A | D5020210 | N/A | N/A | N/A | 0 | L1 | 0 | N/A | N/A | N/A | 0 | UNSET | UNSET | 0 | 0 | 0 | 0 | 0 | [9 empty] | N/A | Lighting - Fluorescent |  |  | 23.80.70.11.14.11 |  |  | C18 |  |  |  | 1291.669250 | Lighting - Dwelling Unit | 1 | L41C | 3 |  |  | 2900.000000 | 32 | [8 empty] | Metal - Paint Finish - Dark Gray, Matte | Glass - White, High Luminance | Metal - Chrome
599 | 1D02 | 0 | 741278 | New Construction | N/A |  | 0 |  | 0 |  | 103028 | Point+HemiSpherical | 45398 |  | 53269 | REF TYPE MARK | 0 | C18 - 0610x1219mm | 0 | 87044 | 90957,90958,90959,90960,90961,90962,90963,103498,103499,103500,103501,103502,103503,103504,103505,103506 | 3Ue3z7HhfB4RObX3dacdw0 | 1 |  | M_Troffer Light - Parabolic Rectangular:C18 - 0610x1219mm:C18 - 0610x1219mm:741278 |  | NO | N/A | 599 | N/A | 16777215 | N/A | N/A | N/A | N/A | N/A |  | 120 V/1-80 VA | N/A | <not associated> | UNSET |  |  | Level: Level 1 | UNSET | F | 0 | 2.680000 |  | 861.112833 | 0 | 0.050000 |  |  |  | 1.200000 |  |  | T8, 1219mm, RAPID START, CRI=85 MINI |  | N/A | UNSET | N/A | N/A | TRUE | N/A | 0 | N/A | 0 | 0 | 0 | 0 | 0 | UNSET | N/A | N/A | FIXED | N/A | Downlights | UNSET | N/A | D5020210 | N/A | N/A | N/A | 0 | L1 | 0 | N/A | N/A | N/A | 0 | UNSET | UNSET | 0 | 0 | 0 | 0 | 0 | [9 empty] | N/A | Lighting - Fluorescent |  |  | 23.80.70.11.14.11 |  |  | C18 |  |  |  | 1291.669250 | Lighting - Dwelling Unit | 1 | L41C | 3 |  |  | 2900.000000 | 32 | [8 empty] | Metal - Paint Finish - Dark Gray, Matte | Glass - White, High Luminance | Metal - Chrome
1312 | 1D02 |  | 801956 | New Construction | N/A | [5 empty] | 103028 |  | 45977 |  | 43241 |  |  | Single Pole | 0 |  | 95011,95012,95013,95014,95015,95016,103554,103555,103556,103557,103558,103559 | 1LRV9a7_TAYg7FVXvT_MG1 | 1 |  | M_Lighting Switches:Single Pole:Single Pole:801956 |  |  | N/A | 1312 | N/A |  | N/A | N/A | N/A | N/A | N/A |  | 120 V/1-0 VA | N/A | Linked Revit Model : Clinic_A.rvt |  |  |  | Level: Level 1 |  |  |  | 1.200000 |  | 0.000000 | [5 empty] | 1.200000 |  |  |  |  | N/A | UNSET | N/A | N/A | TRUE | N/A | 0 | N/A | 0 | 0 | 0 | 0 | 0 | UNSET | N/A | N/A | FIXED | N/A | Switches | UNSET | N/A |  | N/A | N/A | N/A | 0 | L1 | 0 | N/A | N/A | N/A | 0 | [16 empty] | N/A |  |  |  | 23.80.50.11.14 | [7 empty] | Other |  | L41C | 3 | [5 empty] | 1291.669250 | 0.000000
1697 | 1D03 |  | 873751 | New Construction | N/A | [5 empty] | 87298 |  | 46356 |  | 43595 |  |  | Standard | 0 |  | 97359,97360,97361,97362,97363,97364,103571,103572,103573,103574,103575 | 0Oe4W3Rwf1Dht7uPdCMLSW | 1 |  | M_Duplex Receptacle:Standard:Standard:873751 |  |  | N/A | 1697 | N/A |  | N/A | N/A | N/A | N/A | N/A |  | 120 V/1-180 VA | N/A | Linked Revit Model : Clinic_A.rvt | UNSET |  |  | Level: Level 1 |  |  |  | 0.500000 | [7 empty] | 0.460000 |  |  |  |  | N/A | UNSET | N/A | N/A | TRUE | N/A | 0 | N/A | 0 | 0 | 0 | 0 | 0 | UNSET | N/A | N/A | FIXED | N/A | Ground Fault Receptacles | UNSET | N/A |  | N/A | N/A | N/A | 0 | L1 | 0 | N/A | N/A | N/A | 0 | [16 empty] | N/A |  |  |  | 23.80.50.11.17 | [7 empty] | Receptacle |  | N21C1 | 3 | [5 empty] | 1291.669250 | 0.000000 | 123 | 1937.503875 | TRUE
626 | 1D04 | 0 | 743276 | New Construction | N/A |  | 0 |  | 0 |  | 103027 | Point+HemiSpherical | 45425 |  | 53296 | REF TYPE MARK | 0 | B3 - 610x610mm | 0 | 87017 | 91146,91147,91148,91149,91150,91151,91152,103543,103544,103545,103546,103547,103548,103549,103550,103551 | 312$WHH7b36fc6XaYoDlmJ | 1 |  | M_Troffer Light - Parabolic Square:B3 - 610x610mm:B3 - 610x610mm:743276 |  | NO | N/A | 626 | N/A | 16777215 | N/A | N/A | N/A | N/A | N/A |  | 120 V/1-40 VA | N/A | Linked Revit Model : Clinic_A.rvt | UNSET |  |  | Level: Level 1 | UNSET | F | 0 | 2.680000 |  | 430.556417 | 0 | 0.050000 |  |  |  | 1.200000 |  |  | U-SHAPED, CRI=75 |  | N/A | UNSET | N/A | N/A | TRUE | N/A | 0 | N/A | 0 | 0 | 0 | 0 | 0 | UNSET | N/A | N/A | FIXED | N/A | Downlights | UNSET | N/A |  | N/A | N/A | N/A | 0 | L1 | 0 | N/A | N/A | N/A | 0 | UNSET | UNSET | 0 | 0 | 0 | 0 | 0 | [9 empty] | N/A |  |  |  | 23.80.70.11.14.11 |  |  | B3 |  |  |  | 1291.669250 | Lighting - Dwelling Unit | 1 | L41C | 3 |  |  | 3150.000000 | 32 | [8 empty] | Metal - Paint Finish - Dark Gray, Matte | Glass - White, High Luminance | Metal - Chrome
1313 | 1D04 |  | 802435 | New Construction | N/A | [5 empty] | 103027 |  | 45978 |  | 43243 |  |  | Single Pole | 0 |  | 95017,95018,95019,95020,95021,95022,103554,103555,103556,103557,103558,103559 | 1LRV9a7_TAYg7FVXvT_MOc | 1 |  | M_Lighting Switches:Single Pole:Single Pole:802435 |  |  | N/A | 1313 | N/A |  | N/A | N/A | N/A | N/A | N/A |  | 120 V/1-0 VA | N/A | Linked Revit Model : Clinic_A.rvt |  |  |  | Level: Level 1 |  |  |  | 1.200000 |  | 0.000000 | [5 empty] | 1.200000 |  |  |  |  | N/A | UNSET | N/A | N/A | TRUE | N/A | 0 | N/A | 0 | 0 | 0 | 0 | 0 | UNSET | N/A | N/A | FIXED | N/A | Switches | UNSET | N/A |  | N/A | N/A | N/A | 0 | L1 | 0 | N/A | N/A | N/A | 0 | [16 empty] | N/A |  |  |  | 23.80.50.11.14 | [7 empty] | Other |  | L41C | 3 | [5 empty] | 1291.669250 | 0.000000
1695 | 1D04 |  | 873399 | New Construction | N/A | [5 empty] | 103027 |  | 46354 |  | 43593 |  |  | Standard | 0 |  | 97347,97348,97349,97350,97351,97352,103571,103572,103573,103574,103575 | 0Oe4W3Rwf1Dht7uPdCML60 | 1 |  | M_Duplex Receptacle:Standard:Standard:873399 |  |  | N/A | 1695 | N/A |  | N/A | N/A | N/A | N/A | N/A |  | 120 V/1-180 VA | N/A | Linked Revit Model : Clinic_A.rvt | UNSET |  |  | Level: Level 1 |  |  |  | 0.500000 | [7 empty] | 0.460000 |  |  |  |  | N/A | UNSET | N/A | N/A | TRUE | N/A | 0 | N/A | 0 | 0 | 0 | 0 | 0 | UNSET | N/A | N/A | FIXED | N/A | Ground Fault Receptacles | UNSET | N/A |  | N/A | N/A | N/A | 0 | L1 | 0 | N/A | N/A | N/A | 0 | [16 empty] | N/A |  |  |  | 23.80.50.11.17 | [7 empty] | Receptacle |  | N21C1 | 9 | [5 empty] | 1291.669250 | 0.000000 | 121 | 1937.503875 | TRUE
439 | 1D05 | 0 | 739254 | New Construction | N/A |  | 0 |  | 0 |  | 103386 | Point+HemiSpherical | 45238 |  | 53109 | REF TYPE MARK | 0 | C18 - 0610x1219mm | 0 | 87204 | 89784,89785,89786,89787,89788,89789,89790,103498,103499,103500,103501,103502,103503,103504,103505,103506 | 2K_rhNuRTE1el3fJWhkg3x | 1 |  | M_Troffer Light - Parabolic Rectangular:C18 - 0610x1219mm:C18 - 0610x1219mm:739254 |  | NO | N/A | 439 | N/A | 16777215 | N/A | N/A | N/A | N/A | N/A |  | 120 V/1-80 VA | N/A | <not associated> | UNSET |  |  | Level: Level 1 | UNSET | F | 0 | 2.680000 |  | 861.112833 | 0 | 0.050000 |  |  |  | 1.200000 |  |  | T8, 1219mm, RAPID START, CRI=85 MINI |  | N/A | UNSET | N/A | N/A | TRUE | N/A | 0 | N/A | 0 | 0 | 0 | 0 | 0 | UNSET | N/A | N/A | FIXED | N/A | Downlights | UNSET | N/A | D5020210 | N/A | N/A | N/A | 0 | L1 | 0 | N/A | N/A | N/A | 0 | UNSET | UNSET | 0 | 0 | 0 | 0 | 0 | [9 empty] | N/A | Lighting - Fluorescent |  |  | 23.80.70.11.14.11 |  |  | C18 |  |  |  | 1291.669250 | Lighting - Dwelling Unit | 1 | N21C1 | 24 |  |  | 2900.000000 | 32 | [8 empty] | Metal - Paint Finish - Dark Gray, Matte | Glass - White, High Luminance | Metal - Chrome
600 | 1D05 | 0 | 741344 | New Construction | N/A |  | 0 |  | 0 |  | 103386 | Point+HemiSpherical | 45399 |  | 53270 | REF TYPE MARK | 0 | C18B - 0610x1219mm | 0 | 87043 | 90964,90965,90966,90967,90968,90969,90970,103122,103123,103124,103125,103126,103127,103128,103129,103133 | 3Ue3z7HhfB4RObX3dacdx_ | 1 |  | M_Troffer Light - Parabolic Rectangular:C18B - 0610x1219mm:C18B - 0610x1219mm:741344 |  | NO | N/A | 600 | N/A | 16777215 | N/A | N/A | N/A | N/A | N/A |  | 120 V/1-80 VA | N/A | <not associated> | UNSET |  |  | Level: Level 1 | UNSET | F | 0 | 2.680000 |  | 861.112833 | 0 | 0.050000 |  |  |  | 1.200000 |  |  | T8, 1219mm, RAPID START, CRI=85 MINI |  | N/A | UNSET | N/A | N/A | TRUE | N/A | 0 | N/A | 0 | 0 | 0 | 0 | 0 | UNSET | N/A | N/A | FIXED | N/A | Downlights | UNSET | N/A | D5020210 | N/A | N/A | N/A | 0 | L1 | 0 | N/A | N/A | N/A | 0 | UNSET | UNSET | 0 | 0 | 0 | 0 | 0 | [9 empty] | N/A | Lighting - Fluorescent |  |  | 23.80.70.11.14.11 |  |  | C18B |  |  |  | 1291.669250 | Lighting - Dwelling Unit | 1 | N21C1 | 24 |  |  | 2900.000000 | 32 | [8 empty] | Metal - Paint Finish - Dark Gray, Matte | Glass - White, High Luminance | Metal - Chrome
601 | 1D05 | 0 | 741352 | New Construction | N/A |  | 0 |  | 0 |  | 103386 | Point+HemiSpherical | 45400 |  | 53271 | REF TYPE MARK | 0 | C18 - 0610x1219mm | 0 | 87042 | 90971,90972,90973,90974,90975,90976,90977,103498,103499,103500,103501,103502,103503,103504,103505,103506 | 3Ue3z7HhfB4RObX3dacdxs | 1 |  | M_Troffer Light - Parabolic Rectangular:C18 - 0610x1219mm:C18 - 0610x1219mm:741352 |  | NO | N/A | 601 | N/A | 16777215 | N/A | N/A | N/A | N/A | N/A |  | 120 V/1-80 VA | N/A | <not associated> | UNSET |  |  | Level: Level 1 | UNSET | F | 0 | 2.680000 |  | 861.112833 | 0 | 0.050000 |  |  |  | 1.200000 |  |  | T8, 1219mm, RAPID START, CRI=85 MINI |  | N/A | UNSET | N/A | N/A | TRUE | N/A | 0 | N/A | 0 | 0 | 0 | 0 | 0 | UNSET | N/A | N/A | FIXED | N/A | Downlights | UNSET | N/A | D5020210 | N/A | N/A | N/A | 0 | L1 | 0 | N/A | N/A | N/A | 0 | UNSET | UNSET | 0 | 0 | 0 | 0 | 0 | [9 empty] | N/A | Lighting - Fluorescent |  |  | 23.80.70.11.14.11 |  |  | C18 |  |  |  | 1291.669250 | Lighting - Dwelling Unit | 1 | N21C1 | 24 |  |  | 2900.000000 | 32 | [8 empty] | Metal - Paint Finish - Dark Gray, Matte | Glass - White, High Luminance | Metal - Chrome
1314 | 1D05 |  | 802702 | New Construction | N/A | [5 empty] | 103386 |  | 45979 |  | 43244 |  |  | Single Pole | 0 |  | 95023,95024,95025,95026,95027,95028,103554,103555,103556,103557,103558,103559 | 1LRV9a7_TAYg7FVXvT_MSh | 1 |  | M_Lighting Switches:Single Pole:Single Pole:802702 |  |  | N/A | 1314 | N/A |  | N/A | N/A | N/A | N/A | N/A |  | 120 V/1-0 VA | N/A | Linked Revit Model : Clinic_A.rvt |  |  |  | Level: Level 1 |  |  |  | 1.200000 |  | 0.000000 | [5 empty] | 1.200000 |  |  |  |  | N/A | UNSET | N/A | N/A | TRUE | N/A | 0 | N/A | 0 | 0 | 0 | 0 | 0 | UNSET | N/A | N/A | FIXED | N/A | Switches | UNSET | N/A |  | N/A | N/A | N/A | 0 | L1 | 0 | N/A | N/A | N/A | 0 | [16 empty] | N/A |  |  |  | 23.80.50.11.14 | [7 empty] | Other |  | N21C1 | 24 | [5 empty] | 1291.669250 | 0.000000
1686 | 1D05 |  | 872642 | New Construction | N/A | [5 empty] | 103386 |  | 46345 |  | 43584 |  |  | Standard | 0 |  | 97291,97292,97293,97294,97295,97296,103571,103572,103573,103574,103575 | 0Oe4W3Rwf1Dht7uPdCMLBr | 1 |  | M_Duplex Receptacle:Standard:Standard:872642 |  |  | N/A | 1686 | N/A |  | N/A | N/A | N/A | N/A | N/A |  | 120 V/1-180 VA | N/A | Linked Revit Model : Clinic_A.rvt | UNSET |  |  | Level: Level 1 |  |  |  | 0.500000 | [7 empty] | 0.460000 |  |  |  |  | N/A | UNSET | N/A | N/A | TRUE | N/A | 0 | N/A | 0 | 0 | 0 | 0 | 0 | UNSET | N/A | N/A | FIXED | N/A | Ground Fault Receptacles | UNSET | N/A |  | N/A | N/A | N/A | 0 | L1 | 0 | N/A | N/A | N/A | 0 | [16 empty] | N/A |  |  |  | 23.80.50.11.17 | [7 empty] | Receptacle |  | N21C1 | 7 | [5 empty] | 1291.669250 | 0.000000 | 112 | 1937.503875 | TRUE
1687 | 1D05 |  | 872686 | New Construction | N/A | [5 empty] | 103386 |  | 46346 |  | 43585 |  |  | Standard | 0 |  | 97298,97299,97300,97301,97302,97303,103571,103572,103573,103574,103575 | 0Oe4W3Rwf1Dht7uPdCMLBP | 1 |  | M_Duplex Receptacle:Standard:Standard:872686 |  |  | N/A | 1687 | N/A |  | N/A | N/A | N/A | N/A | N/A |  | 120 V/1-180 VA | N/A | Linked Revit Model : Clinic_A.rvt | UNSET |  |  | Level: Level 1 |  |  |  | 0.500000 | [7 empty] | 0.460000 |  |  |  |  | N/A | UNSET | N/A | N/A | TRUE | N/A | 0 | N/A | 0 | 0 | 0 | 0 | 0 | UNSET | N/A | N/A | FIXED | N/A | Ground Fault Receptacles | UNSET | N/A |  | N/A | N/A | N/A | 0 | L1 | 0 | N/A | N/A | N/A | 0 | [16 empty] | N/A |  |  |  | 23.80.50.11.17 | [7 empty] | Receptacle |  | N21C1 | 4 | [5 empty] | 1291.669250 | 0.000000 | 113 | 1937.503875 | TRUE
1688 | 1D05 |  | 872729 | New Construction | N/A | [5 empty] | 103386 |  | 46347 |  | 43586 |  |  | Standard | 0 |  | 97305,97306,97307,97308,97309,97310,103571,103572,103573,103574,103575 | 0Oe4W3Rwf1Dht7uPdCMLCk | 1 |  | M_Duplex Receptacle:Standard:Standard:872729 |  |  | N/A | 1688 | N/A |  | N/A | N/A | N/A | N/A | N/A |  | 120 V/1-180 VA | N/A | Grid : F | UNSET |  |  | Level: Level 1 |  |  |  | 0.500000 | [7 empty] | 0.460000 |  |  |  |  | N/A | UNSET | N/A | N/A | TRUE | N/A | 0 | N/A | 0 | 0 | 0 | 0 | 0 | UNSET | N/A | N/A | FIXED | N/A | Ground Fault Receptacles | UNSET | N/A |  | N/A | N/A | N/A | 0 | L1 | 0 | N/A | N/A | N/A | 0 | [16 empty] | N/A |  |  |  | 23.80.50.11.17 | [7 empty] | Receptacle |  | N21C1 | 5 | [5 empty] | 1291.669250 | 0.000000 | 114 | 1937.503875 | TRUE
1689 | 1D05 |  | 872772 | New Construction | N/A | [5 empty] | 103386 |  | 46348 |  | 43587 |  |  | Standard | 0 |  | 97311,97312,97313,97314,97315,97316,103571,103572,103573,103574,103575 | 0Oe4W3Rwf1Dht7uPdCMLDp | 1 |  | M_Duplex Receptacle:Standard:Standard:872772 |  |  | N/A | 1689 | N/A |  | N/A | N/A | N/A | N/A | N/A |  | 120 V/1-180 VA | N/A | Linked Revit Model : Clinic_A.rvt | UNSET |  |  | Level: Level 1 |  |  |  | 0.500000 | [7 empty] | 0.460000 |  |  |  |  | N/A | UNSET | N/A | N/A | TRUE | N/A | 0 | N/A | 0 | 0 | 0 | 0 | 0 | UNSET | N/A | N/A | FIXED | N/A | Ground Fault Receptacles | UNSET | N/A |  | N/A | N/A | N/A | 0 | L1 | 0 | N/A | N/A | N/A | 0 | [16 empty] | N/A |  |  |  | 23.80.50.11.17 | [7 empty] | Receptacle |  | N21C1 | 6 | [5 empty] | 1291.669250 | 0.000000 | 115 | 1937.503875 | TRUE
1690 | 1D05 |  | 872827 | New Construction | N/A | [5 empty] | 103386 |  | 46349 |  | 43588 |  |  | Standard | 0 |  | 97317,97318,97319,97320,97321,97322,103571,103572,103573,103574,103575 | 0Oe4W3Rwf1Dht7uPdCMLDC | 1 |  | M_Duplex Receptacle:Standard:Standard:872827 |  |  | N/A | 1690 | N/A |  | N/A | N/A | N/A | N/A | N/A |  | 120 V/1-180 VA | N/A | Linked Revit Model : Clinic_A.rvt | UNSET |  |  | Level: Level 1 |  |  |  | 0.500000 | [7 empty] | 0.460000 |  |  |  |  | N/A | UNSET | N/A | N/A | TRUE | N/A | 0 | N/A | 0 | 0 | 0 | 0 | 0 | UNSET | N/A | N/A | FIXED | N/A | Ground Fault Receptacles | UNSET | N/A |  | N/A | N/A | N/A | 0 | L1 | 0 | N/A | N/A | N/A | 0 | [16 empty] | N/A |  |  |  | 23.80.50.11.17 | [7 empty] | Receptacle |  | N21C1 | 5 | [5 empty] | 1291.669250 | 0.000000 | 116 | 1937.503875 | TRUE
1691 | 1D05 |  | 873042 | New Construction | N/A | [5 empty] | 103386 |  | 46350 |  | 43589 |  |  | Standard | 0 |  | 97323,97324,97325,97326,97327,97328,103571,103572,103573,103574,103575 | 0Oe4W3Rwf1Dht7uPdCML1b | 1 |  | M_Duplex Receptacle:Standard:Standard:873042 |  |  | N/A | 1691 | N/A |  | N/A | N/A | N/A | N/A | N/A |  | 120 V/1-180 VA | N/A | Linked Revit Model : Clinic_A.rvt | UNSET |  |  | Level: Level 1 |  |  |  | 0.500000 | [7 empty] | 0.460000 |  |  |  |  | N/A | UNSET | N/A | N/A | TRUE | N/A | 0 | N/A | 0 | 0 | 0 | 0 | 0 | UNSET | N/A | N/A | FIXED | N/A | Ground Fault Receptacles | UNSET | N/A |  | N/A | N/A | N/A | 0 | L1 | 0 | N/A | N/A | N/A | 0 | [16 empty] | N/A |  |  |  | 23.80.50.11.17 | [7 empty] | Receptacle |  | N21C1 | 4 | [5 empty] | 1291.669250 | 0.000000 | 117 | 1937.503875 | TRUE
1692 | 1D05 |  | 873145 | New Construction | N/A | [5 empty] | 103386 |  | 46351 |  | 43590 |  |  | Standard | 0 |  | 97329,97330,97331,97332,97333,97334,103571,103572,103573,103574,103575 | 0Oe4W3Rwf1Dht7uPdCML2E | 1 |  | M_Duplex Receptacle:Standard:Standard:873145 |  |  | N/A | 1692 | N/A |  | N/A | N/A | N/A | N/A | N/A |  | 120 V/1-180 VA | N/A | Linked Revit Model : Clinic_A.rvt | UNSET |  |  | Level: Level 1 |  |  |  | 0.500000 | [7 empty] | 0.460000 |  |  |  |  | N/A | UNSET | N/A | N/A | TRUE | N/A | 0 | N/A | 0 | 0 | 0 | 0 | 0 | UNSET | N/A | N/A | FIXED | N/A | Ground Fault Receptacles | UNSET | N/A |  | N/A | N/A | N/A | 0 | L1 | 0 | N/A | N/A | N/A | 0 | [16 empty] | N/A |  |  |  | 23.80.50.11.17 | [7 empty] | Receptacle |  | N21C1 | 3 | [5 empty] | 1291.669250 | 0.000000 | 118 | 1937.503875 | TRUE
1693 | 1D05 |  | 873218 | New Construction | N/A | [5 empty] | 103386 |  | 46352 |  | 43591 |  |  | Standard | 0 |  | 97335,97336,97337,97338,97339,97340,103571,103572,103573,103574,103575 | 0Oe4W3Rwf1Dht7uPdCML4r | 1 |  | M_Duplex Receptacle:Standard:Standard:873218 |  |  | N/A | 1693 | N/A |  | N/A | N/A | N/A | N/A | N/A |  | 120 V/1-180 VA | N/A | Linked Revit Model : Clinic_A.rvt | UNSET |  |  | Level: Level 1 |  |  |  | 0.500000 | [7 empty] | 0.460000 |  |  |  |  | N/A | UNSET | N/A | N/A | TRUE | N/A | 0 | N/A | 0 | 0 | 0 | 0 | 0 | UNSET | N/A | N/A | FIXED | N/A | Ground Fault Receptacles | UNSET | N/A |  | N/A | N/A | N/A | 0 | L1 | 0 | N/A | N/A | N/A | 0 | [16 empty] | N/A |  |  |  | 23.80.50.11.17 | [7 empty] | Receptacle |  | N21C1 | 4 | [5 empty] | 1291.669250 | 0.000000 | 119 | 1937.503875 | TRUE
1694 | 1D05 |  | 873261 | New Construction | N/A | [5 empty] | 103386 |  | 46353 |  | 43592 |  |  | Standard | 0 |  | 97341,97342,97343,97344,97345,97346,103571,103572,103573,103574,103575 | 0Oe4W3Rwf1Dht7uPdCML4Q | 1 |  | M_Duplex Receptacle:Standard:Standard:873261 |  |  | N/A | 1694 | N/A |  | N/A | N/A | N/A | N/A | N/A |  | 120 V/1-180 VA | N/A | Linked Revit Model : Clinic_A.rvt | UNSET |  |  | Level: Level 1 |  |  |  | 0.500000 | [7 empty] | 0.460000 |  |  |  |  | N/A | UNSET | N/A | N/A | TRUE | N/A | 0 | N/A | 0 | 0 | 0 | 0 | 0 | UNSET | N/A | N/A | FIXED | N/A | Ground Fault Receptacles | UNSET | N/A |  | N/A | N/A | N/A | 0 | L1 | 0 | N/A | N/A | N/A | 0 | [16 empty] | N/A |  |  |  | 23.80.50.11.17 | [7 empty] | Receptacle |  | N21C1 | 9 | [5 empty] | 1291.669250 | 0.000000 | 120 | 1937.503875 | TRUE
440 | 1D06 | 0 | 739262 | New Construction | N/A |  | 0 |  | 0 |  | 103144 | Point+HemiSpherical | 45239 |  | 53110 | REF TYPE MARK | 0 | C18 - 0610x1219mm | 0 | 87203 | 89791,89792,89793,89794,89795,89796,89797,103498,103499,103500,103501,103502,103503,103504,103505,103506 | 2K_rhNuRTE1el3fJWhkg3p | 1 |  | M_Troffer Light - Parabolic Rectangular:C18 - 0610x1219mm:C18 - 0610x1219mm:739262 |  | NO | N/A | 440 | N/A | 16777215 | N/A | N/A | N/A | N/A | N/A |  | 120 V/1-80 VA | N/A | <not associated> | UNSET |  |  | Level: Level 1 | UNSET | F | 0 | 2.680000 |  | 861.112833 | 0 | 0.050000 |  |  |  | 1.200000 |  |  | T8, 1219mm, RAPID START, CRI=85 MINI |  | N/A | UNSET | N/A | N/A | TRUE | N/A | 0 | N/A | 0 | 0 | 0 | 0 | 0 | UNSET | N/A | N/A | FIXED | N/A | Downlights | UNSET | N/A | D5020210 | N/A | N/A | N/A | 0 | L1 | 0 | N/A | N/A | N/A | 0 | UNSET | UNSET | 0 | 0 | 0 | 0 | 0 | [9 empty] | N/A | Lighting - Fluorescent |  |  | 23.80.70.11.14.11 |  |  | C18 |  |  |  | 1291.669250 | Lighting - Dwelling Unit | 1 | N21C1 | 24 |  |  | 2900.000000 | 32 | [8 empty] | Metal - Paint Finish - Dark Gray, Matte | Glass - White, High Luminance | Metal - Chrome
441 | 1D06 | 0 | 739270 | New Construction | N/A |  | 0 |  | 0 |  | 103144 | Point+HemiSpherical | 45240 |  | 53111 | REF TYPE MARK | 0 | C18 - 0610x1219mm | 0 | 87202 | 89798,89799,89800,89801,89802,89803,89804,103498,103499,103500,103501,103502,103503,103504,103505,103506 | 2K_rhNuRTE1el3fJWhkg2B | 1 |  | M_Troffer Light - Parabolic Rectangular:C18 - 0610x1219mm:C18 - 0610x1219mm:739270 |  | NO | N/A | 441 | N/A | 16777215 | N/A | N/A | N/A | N/A | N/A |  | 120 V/1-80 VA | N/A | <not associated> | UNSET |  |  | Level: Level 1 | UNSET | F | 0 | 2.680000 |  | 861.112833 | 0 | 0.050000 |  |  |  | 1.200000 |  |  | T8, 1219mm, RAPID START, CRI=85 MINI |  | N/A | UNSET | N/A | N/A | TRUE | N/A | 0 | N/A | 0 | 0 | 0 | 0 | 0 | UNSET | N/A | N/A | FIXED | N/A | Downlights | UNSET | N/A | D5020210 | N/A | N/A | N/A | 0 | L1 | 0 | N/A | N/A | N/A | 0 | UNSET | UNSET | 0 | 0 | 0 | 0 | 0 | [9 empty] | N/A | Lighting - Fluorescent |  |  | 23.80.70.11.14.11 |  |  | C18 |  |  |  | 1291.669250 | Lighting - Dwelling Unit | 1 | N21C1 | 24 |  |  | 2900.000000 | 32 | [8 empty] | Metal - Paint Finish - Dark Gray, Matte | Glass - White, High Luminance | Metal - Chrome
1315 | 1D06 |  | 802817 | New Construction | N/A | [5 empty] | 103144 |  | 45980 |  | 43245 |  |  | Single Pole | 0 |  | 95029,95030,95031,95032,95033,95034,103554,103555,103556,103557,103558,103559 | 1LRV9a7_TAYg7FVXvT_HYa | 1 |  | M_Lighting Switches:Single Pole:Single Pole:802817 |  |  | N/A | 1315 | N/A |  | N/A | N/A | N/A | N/A | N/A |  | 120 V/1-0 VA | N/A | Linked Revit Model : Clinic_A.rvt |  |  |  | Level: Level 1 |  |  |  | 1.200000 |  | 0.000000 | [5 empty] | 1.200000 |  |  |  |  | N/A | UNSET | N/A | N/A | TRUE | N/A | 0 | N/A | 0 | 0 | 0 | 0 | 0 | UNSET | N/A | N/A | FIXED | N/A | Switches | UNSET | N/A |  | N/A | N/A | N/A | 0 | L1 | 0 | N/A | N/A | N/A | 0 | [16 empty] | N/A |  |  |  | 23.80.50.11.14 | [7 empty] | Other |  | N21C1 | 24 | [5 empty] | 1291.669250 | 0.000000
1684 | 1D06 |  | 872491 | New Construction | N/A | [5 empty] | 103144 |  | 46343 |  | 43582 |  |  | Standard | 0 |  | 97277,97278,97279,97280,97281,97282,103571,103572,103573,103574,103575 | 0Oe4W3Rwf1Dht7uPdCML8S | 1 |  | M_Duplex Receptacle:Standard:Standard:872491 |  |  | N/A | 1684 | N/A |  | N/A | N/A | N/A | N/A | N/A |  | 120 V/1-180 VA | N/A | Linked Revit Model : Clinic_A.rvt | UNSET |  |  | Level: Level 1 |  |  |  | 0.500000 | [7 empty] | 0.460000 |  |  |  |  | N/A | UNSET | N/A | N/A | TRUE | N/A | 0 | N/A | 0 | 0 | 0 | 0 | 0 | UNSET | N/A | N/A | FIXED | N/A | Ground Fault Receptacles | UNSET | N/A |  | N/A | N/A | N/A | 0 | L1 | 0 | N/A | N/A | N/A | 0 | [16 empty] | N/A |  |  |  | 23.80.50.11.17 | [7 empty] | Receptacle |  | N21C1 | 8 | [5 empty] | 1291.669250 | 0.000000 | 110 | 1937.503875 | TRUE
1685 | 1D06 |  | 872567 | New Construction | N/A | [5 empty] | 103144 |  | 46344 |  | 43583 |  |  | Standard | 0 |  | 97284,97285,97286,97287,97288,97289,103571,103572,103573,103574,103575 | 0Oe4W3Rwf1Dht7uPdCML90 | 1 |  | M_Duplex Receptacle:Standard:Standard:872567 |  |  | N/A | 1685 | N/A |  | N/A | N/A | N/A | N/A | N/A |  | 120 V/1-180 VA | N/A | Linked Revit Model : Clinic_A.rvt | UNSET |  |  | Level: Level 1 |  |  |  | 0.500000 | [7 empty] | 0.460000 |  |  |  |  | N/A | UNSET | N/A | N/A | TRUE | N/A | 0 | N/A | 0 | 0 | 0 | 0 | 0 | UNSET | N/A | N/A | FIXED | N/A | Ground Fault Receptacles | UNSET | N/A |  | N/A | N/A | N/A | 0 | L1 | 0 | N/A | N/A | N/A | 0 | [16 empty] | N/A |  |  |  | 23.80.50.11.17 | [7 empty] | Receptacle |  | N21C1 | 7 | [5 empty] | 1291.669250 | 0.000000 | 111 | 1937.503875 | TRUE
442 | 1D07 | 0 | 739280 | New Construction | N/A |  | 0 |  | 0 |  | 103333 | Point+HemiSpherical | 45241 |  | 53112 | REF TYPE MARK | 0 | C18 - 0610x1219mm | 0 | 87201 | 89805,89806,89807,89808,89809,89810,89811,103498,103499,103500,103501,103502,103503,103504,103505,103506 | 2K_rhNuRTE1el3fJWhkg2T | 1 |  | M_Troffer Light - Parabolic Rectangular:C18 - 0610x1219mm:C18 - 0610x1219mm:739280 |  | NO | N/A | 442 | N/A | 16777215 | N/A | N/A | N/A | N/A | N/A |  | 120 V/1-80 VA | N/A | <not associated> | UNSET |  |  | Level: Level 1 | UNSET | F | 0 | 2.680000 |  | 861.112833 | 0 | 0.050000 |  |  |  | 1.200000 |  |  | T8, 1219mm, RAPID START, CRI=85 MINI |  | N/A | UNSET | N/A | N/A | TRUE | N/A | 0 | N/A | 0 | 0 | 0 | 0 | 0 | UNSET | N/A | N/A | FIXED | N/A | Downlights | UNSET | N/A | D5020210 | N/A | N/A | N/A | 0 | L1 | 0 | N/A | N/A | N/A | 0 | UNSET | UNSET | 0 | 0 | 0 | 0 | 0 | [9 empty] | N/A | Lighting - Fluorescent |  |  | 23.80.70.11.14.11 |  |  | C18 |  |  |  | 1291.669250 | Lighting - Dwelling Unit | 1 | L41C | 3 |  |  | 2900.000000 | 32 | [8 empty] | Metal - Paint Finish - Dark Gray, Matte | Glass - White, High Luminance | Metal - Chrome
443 | 1D07 | 0 | 739294 | New Construction | N/A |  | 0 |  | 0 |  | 103333 | Point+HemiSpherical | 45242 |  | 53113 | REF TYPE MARK | 0 | C18 - 0610x1219mm | 0 | 87200 | 89812,89813,89814,89815,89816,89817,89818,103498,103499,103500,103501,103502,103503,103504,103505,103506 | 2K_rhNuRTE1el3fJWhkg2J | 1 |  | M_Troffer Light - Parabolic Rectangular:C18 - 0610x1219mm:C18 - 0610x1219mm:739294 |  | NO | N/A | 443 | N/A | 16777215 | N/A | N/A | N/A | N/A | N/A |  | 120 V/1-80 VA | N/A | <not associated> | UNSET |  |  | Level: Level 1 | UNSET | F | 0 | 2.680000 |  | 861.112833 | 0 | 0.050000 |  |  |  | 1.200000 |  |  | T8, 1219mm, RAPID START, CRI=85 MINI |  | N/A | UNSET | N/A | N/A | TRUE | N/A | 0 | N/A | 0 | 0 | 0 | 0 | 0 | UNSET | N/A | N/A | FIXED | N/A | Downlights | UNSET | N/A | D5020210 | N/A | N/A | N/A | 0 | L1 | 0 | N/A | N/A | N/A | 0 | UNSET | UNSET | 0 | 0 | 0 | 0 | 0 | [9 empty] | N/A | Lighting - Fluorescent |  |  | 23.80.70.11.14.11 |  |  | C18 |  |  |  | 1291.669250 | Lighting - Dwelling Unit | 1 | L41C | 3 |  |  | 2900.000000 | 32 | [8 empty] | Metal - Paint Finish - Dark Gray, Matte | Glass - White, High Luminance | Metal - Chrome
1316 | 1D07 |  | 802982 | New Construction | N/A | [5 empty] | 103333 |  | 45981 |  | 43246 |  |  | Single Pole | 0 |  | 95035,95036,95037,95038,95039,95040,103554,103555,103556,103557,103558,103559 | 1LRV9a7_TAYg7FVXvT_HW3 | 1 |  | M_Lighting Switches:Single Pole:Single Pole:802982 |  |  | N/A | 1316 | N/A |  | N/A | N/A | N/A | N/A | N/A |  | 120 V/1-0 VA | N/A | Linked Revit Model : Clinic_A.rvt |  |  |  | Level: Level 1 |  |  |  | 1.200000 |  | 0.000000 | [5 empty] | 1.200000 |  |  |  |  | N/A | UNSET | N/A | N/A | TRUE | N/A | 0 | N/A | 0 | 0 | 0 | 0 | 0 | UNSET | N/A | N/A | FIXED | N/A | Switches | UNSET | N/A |  | N/A | N/A | N/A | 0 | L1 | 0 | N/A | N/A | N/A | 0 | [16 empty] | N/A |  |  |  | 23.80.50.11.14 | [7 empty] | Other |  | L41C | 3 | [5 empty] | 1291.669250 | 0.000000
1677 | 1D07 |  | 871598 | New Construction | N/A | [5 empty] | 103333 |  | 46336 |  | 43575 |  |  | Standard | 0 |  | 97232,97233,97234,97235,97236,97237,103571,103572,103573,103574,103575 | 0Oe4W3Rwf1Dht7uPdCMKwP | 1 |  | M_Duplex Receptacle:Standard:Standard:871598 |  |  | N/A | 1677 | N/A |  | N/A | N/A | N/A | N/A | N/A |  | 120 V/1-180 VA | N/A | Linked Revit Model : Clinic_A.rvt | UNSET |  |  | Level: Level 1 |  |  |  | 0.500000 | [7 empty] | 0.460000 |  |  |  |  | N/A | UNSET | N/A | N/A | TRUE | N/A | 0 | N/A | 0 | 0 | 0 | 0 | 0 | UNSET | N/A | N/A | FIXED | N/A | Ground Fault Receptacles | UNSET | N/A |  | N/A | N/A | N/A | 0 | L1 | 0 | N/A | N/A | N/A | 0 | [16 empty] | N/A |  |  |  | 23.80.50.11.17 | [7 empty] | Receptacle |  | N21C1 | 2 | [5 empty] | 1291.669250 | 0.000000 | 103 | 1937.503875 | TRUE
1678 | 1D07 |  | 872113 | New Construction | N/A | [5 empty] | 103333 |  | 46337 |  | 43576 |  |  | Standard | 0 |  | 97238,97239,97240,97241,97242,97243,103571,103572,103573,103574,103575 | 0Oe4W3Rwf1Dht7uPdCMKo6 | 1 |  | M_Duplex Receptacle:Standard:Standard:872113 |  |  | N/A | 1678 | N/A |  | N/A | N/A | N/A | N/A | N/A |  | 120 V/1-180 VA | N/A | Grid : F | UNSET |  |  | Level: Level 1 |  |  |  | 0.500000 | [7 empty] | 0.460000 |  |  |  |  | N/A | UNSET | N/A | N/A | TRUE | N/A | 0 | N/A | 0 | 0 | 0 | 0 | 0 | UNSET | N/A | N/A | FIXED | N/A | Ground Fault Receptacles | UNSET | N/A |  | N/A | N/A | N/A | 0 | L1 | 0 | N/A | N/A | N/A | 0 | [16 empty] | N/A |  |  |  | 23.80.50.11.17 | [7 empty] | Receptacle |  | N21C1 | 2 | [5 empty] | 1291.669250 | 0.000000 | 104 | 1937.503875 | TRUE
1679 | 1D07 |  | 872166 | New Construction | N/A | [5 empty] | 103333 |  | 46338 |  | 43577 |  |  | Standard | 0 |  | 97244,97245,97246,97247,97248,97249,103571,103572,103573,103574,103575 | 0Oe4W3Rwf1Dht7uPdCMKpH | 1 |  | M_Duplex Receptacle:Standard:Standard:872166 |  |  | N/A | 1679 | N/A |  | N/A | N/A | N/A | N/A | N/A |  | 120 V/1-180 VA | N/A | Linked Revit Model : Clinic_A.rvt | UNSET |  |  | Level: Level 1 |  |  |  | 0.500000 | [7 empty] | 0.460000 |  |  |  |  | N/A | UNSET | N/A | N/A | TRUE | N/A | 0 | N/A | 0 | 0 | 0 | 0 | 0 | UNSET | N/A | N/A | FIXED | N/A | Ground Fault Receptacles | UNSET | N/A |  | N/A | N/A | N/A | 0 | L1 | 0 | N/A | N/A | N/A | 0 | [16 empty] | N/A |  |  |  | 23.80.50.11.17 | [7 empty] | Receptacle |  | N21C1 | 2 | [5 empty] | 1291.669250 | 0.000000 | 105 | 1937.503875 | TRUE
1680 | 1D07 |  | 872221 | New Construction | N/A | [5 empty] | 103333 |  | 46339 |  | 43578 |  |  | Standard | 0 |  | 97250,97251,97252,97253,97254,97255,103571,103572,103573,103574,103575 | 0Oe4W3Rwf1Dht7uPdCMKqg | 1 |  | M_Duplex Receptacle:Standard:Standard:872221 |  |  | N/A | 1680 | N/A |  | N/A | N/A | N/A | N/A | N/A |  | 120 V/1-180 VA | N/A | Linked Revit Model : Clinic_A.rvt | UNSET |  |  | Level: Level 1 |  |  |  | 0.500000 | [7 empty] | 0.460000 |  |  |  |  | N/A | UNSET | N/A | N/A | TRUE | N/A | 0 | N/A | 0 | 0 | 0 | 0 | 0 | UNSET | N/A | N/A | FIXED | N/A | Ground Fault Receptacles | UNSET | N/A |  | N/A | N/A | N/A | 0 | L1 | 0 | N/A | N/A | N/A | 0 | [16 empty] | N/A |  |  |  | 23.80.50.11.17 | [7 empty] | Receptacle |  | N21C1 | 1 | [5 empty] | 1291.669250 | 0.000000 | 106 | 1937.503875 | TRUE
1681 | 1D07 |  | 872376 | New Construction | N/A | [5 empty] | 103333 |  | 46340 |  | 43579 |  |  | Standard | 0 |  | 97256,97257,97258,97259,97260,97261,103571,103572,103573,103574,103575 | 0Oe4W3Rwf1Dht7uPdCMKsF | 1 |  | M_Duplex Receptacle:Standard:Standard:872376 |  |  | N/A | 1681 | N/A |  | N/A | N/A | N/A | N/A | N/A |  | 120 V/1-180 VA | N/A | Linked Revit Model : Clinic_A.rvt | UNSET |  |  | Level: Level 1 |  |  |  | 0.500000 | [7 empty] | 0.460000 |  |  |  |  | N/A | UNSET | N/A | N/A | TRUE | N/A | 0 | N/A | 0 | 0 | 0 | 0 | 0 | UNSET | N/A | N/A | FIXED | N/A | Ground Fault Receptacles | UNSET | N/A |  | N/A | N/A | N/A | 0 | L1 | 0 | N/A | N/A | N/A | 0 | [16 empty] | N/A |  |  |  | 23.80.50.11.17 | [7 empty] | Receptacle |  | N21C1 | 1 | [5 empty] | 1291.669250 | 0.000000 | 107 | 1937.503875 | TRUE
1682 | 1D07 |  | 872432 | New Construction | N/A | [5 empty] | 103333 |  | 46341 |  | 43580 |  |  | Standard | 0 |  | 97263,97264,97265,97266,97267,97268,103571,103572,103573,103574,103575 | 0Oe4W3Rwf1Dht7uPdCMKt7 | 1 |  | M_Duplex Receptacle:Standard:Standard:872432 |  |  | N/A | 1682 | N/A |  | N/A | N/A | N/A | N/A | N/A |  | 120 V/1-180 VA | N/A | Linked Revit Model : Clinic_A.rvt | UNSET |  |  | Level: Level 1 |  |  |  | 0.500000 | [7 empty] | 0.460000 |  |  |  |  | N/A | UNSET | N/A | N/A | TRUE | N/A | 0 | N/A | 0 | 0 | 0 | 0 | 0 | UNSET | N/A | N/A | FIXED | N/A | Ground Fault Receptacles | UNSET | N/A |  | N/A | N/A | N/A | 0 | L1 | 0 | N/A | N/A | N/A | 0 | [16 empty] | N/A |  |  |  | 23.80.50.11.17 | [7 empty] | Receptacle |  | N21C1 | 1 | [5 empty] | 1291.669250 | 0.000000 | 108 | 1937.503875 | TRUE
1683 | 1D07 |  | 872448 | New Construction | N/A | [5 empty] | 103333 |  | 46342 |  | 43581 |  |  | Standard | 0 |  | 97270,97271,97272,97273,97274,97275,103571,103572,103573,103574,103575 | 0Oe4W3Rwf1Dht7uPdCML8t | 1 |  | M_Duplex Receptacle:Standard:Standard:872448 |  |  | N/A | 1683 | N/A |  | N/A | N/A | N/A | N/A | N/A |  | 120 V/1-180 VA | N/A | Linked Revit Model : Clinic_A.rvt | UNSET |  |  | Level: Level 1 |  |  |  | 0.500000 | [7 empty] | 0.460000 |  |  |  |  | N/A | UNSET | N/A | N/A | TRUE | N/A | 0 | N/A | 0 | 0 | 0 | 0 | 0 | UNSET | N/A | N/A | FIXED | N/A | Ground Fault Receptacles | UNSET | N/A |  | N/A | N/A | N/A | 0 | L1 | 0 | N/A | N/A | N/A | 0 | [16 empty] | N/A |  |  |  | 23.80.50.11.17 | [7 empty] | Receptacle |  | N21C1 | 2 | [5 empty] | 1291.669250 | 0.000000 | 109 | 1937.503875 | TRUE
437 | 1D08 | 0 | 739236 | New Construction | N/A |  | 0 |  | 0 |  | 103026 | Point+HemiSpherical | 45236 |  | 53107 | REF TYPE MARK | 0 | C18 - 0610x1219mm | 0 | 87206 | 89770,89771,89772,89773,89774,89775,89776,103498,103499,103500,103501,103502,103503,103504,103505,103506 | 2K_rhNuRTE1el3fJWhkg3f | 1 |  | M_Troffer Light - Parabolic Rectangular:C18 - 0610x1219mm:C18 - 0610x1219mm:739236 |  | NO | N/A | 437 | N/A | 16777215 | N/A | N/A | N/A | N/A | N/A |  | 120 V/1-80 VA | N/A | <not associated> | UNSET |  |  | Level: Level 1 | UNSET | F | 0 | 2.680000 |  | 861.112833 | 0 | 0.050000 |  |  |  | 1.200000 |  |  | T8, 1219mm, RAPID START, CRI=85 MINI |  | N/A | UNSET | N/A | N/A | TRUE | N/A | 0 | N/A | 0 | 0 | 0 | 0 | 0 | UNSET | N/A | N/A | FIXED | N/A | Downlights | UNSET | N/A | D5020210 | N/A | N/A | N/A | 0 | L1 | 0 | N/A | N/A | N/A | 0 | UNSET | UNSET | 0 | 0 | 0 | 0 | 0 | [9 empty] | N/A | Lighting - Fluorescent |  |  | 23.80.70.11.14.11 |  |  | C18 |  |  |  | 1291.669250 | Lighting - Dwelling Unit | 1 | L41C | 3 |  |  | 2900.000000 | 32 | [8 empty] | Metal - Paint Finish - Dark Gray, Matte | Glass - White, High Luminance | Metal - Chrome
438 | 1D08 | 0 | 739244 | New Construction | N/A |  | 0 |  | 0 |  | 103026 | Point+HemiSpherical | 45237 |  | 53108 | REF TYPE MARK | 0 | C18 - 0610x1219mm | 0 | 87205 | 89777,89778,89779,89780,89781,89782,89783,103498,103499,103500,103501,103502,103503,103504,103505,103506 | 2K_rhNuRTE1el3fJWhkg3X | 1 |  | M_Troffer Light - Parabolic Rectangular:C18 - 0610x1219mm:C18 - 0610x1219mm:739244 |  | NO | N/A | 438 | N/A | 16777215 | N/A | N/A | N/A | N/A | N/A |  | 120 V/1-80 VA | N/A | <not associated> | UNSET |  |  | Level: Level 1 | UNSET | F | 0 | 2.680000 |  | 861.112833 | 0 | 0.050000 |  |  |  | 1.200000 |  |  | T8, 1219mm, RAPID START, CRI=85 MINI |  | N/A | UNSET | N/A | N/A | TRUE | N/A | 0 | N/A | 0 | 0 | 0 | 0 | 0 | UNSET | N/A | N/A | FIXED | N/A | Downlights | UNSET | N/A | D5020210 | N/A | N/A | N/A | 0 | L1 | 0 | N/A | N/A | N/A | 0 | UNSET | UNSET | 0 | 0 | 0 | 0 | 0 | [9 empty] | N/A | Lighting - Fluorescent |  |  | 23.80.70.11.14.11 |  |  | C18 |  |  |  | 1291.669250 | Lighting - Dwelling Unit | 1 | L41C | 3 |  |  | 2900.000000 | 32 | [8 empty] | Metal - Paint Finish - Dark Gray, Matte | Glass - White, High Luminance | Metal - Chrome
1310 | 1D08 |  | 801519 | New Construction | N/A | [5 empty] | 103026 |  | 45975 |  | 43239 |  |  | Single Pole | 0 |  | 94999,95000,95001,95002,95003,95004,103554,103555,103556,103557,103558,103559 | 1LRV9a7_TAYg7FVXvT_M9A | 1 |  | M_Lighting Switches:Single Pole:Single Pole:801519 |  |  | N/A | 1310 | N/A |  | N/A | N/A | N/A | N/A | N/A |  | 120 V/1-0 VA | N/A | Linked Revit Model : Clinic_A.rvt |  |  |  | Level: Level 1 |  |  |  | 1.200000 |  | 0.000000 | [5 empty] | 1.200000 |  |  |  |  | N/A | UNSET | N/A | N/A | TRUE | N/A | 0 | N/A | 0 | 0 | 0 | 0 | 0 | UNSET | N/A | N/A | FIXED | N/A | Switches | UNSET | N/A |  | N/A | N/A | N/A | 0 | L1 | 0 | N/A | N/A | N/A | 0 | [16 empty] | N/A |  |  |  | 23.80.50.11.14 | [7 empty] | Other |  | L41C | 3 | [5 empty] | 1291.669250 | 0.000000
444 | 1D09 | 0 | 739304 | New Construction | N/A |  | 0 |  | 0 |  | 103025 | Point+HemiSpherical | 45243 |  | 53114 | REF TYPE MARK | 0 | C18 - 0610x1219mm | 0 | 87199 | 89819,89820,89821,89822,89823,89824,89825,103498,103499,103500,103501,103502,103503,103504,103505,103506 | 2K_rhNuRTE1el3fJWhkg2b | 1 |  | M_Troffer Light - Parabolic Rectangular:C18 - 0610x1219mm:C18 - 0610x1219mm:739304 |  | NO | N/A | 444 | N/A | 16777215 | N/A | N/A | N/A | N/A | N/A |  | 120 V/1-80 VA | N/A | <not associated> | UNSET |  |  | Level: Level 1 | UNSET | F | 0 | 2.680000 |  | 861.112833 | 0 | 0.050000 |  |  |  | 1.200000 |  |  | T8, 1219mm, RAPID START, CRI=85 MINI |  | N/A | UNSET | N/A | N/A | TRUE | N/A | 0 | N/A | 0 | 0 | 0 | 0 | 0 | UNSET | N/A | N/A | FIXED | N/A | Downlights | UNSET | N/A | D5020210 | N/A | N/A | N/A | 0 | L1 | 0 | N/A | N/A | N/A | 0 | UNSET | UNSET | 0 | 0 | 0 | 0 | 0 | [9 empty] | N/A | Lighting - Fluorescent |  |  | 23.80.70.11.14.11 |  |  | C18 |  |  |  | 1291.669250 | Lighting - Dwelling Unit | 1 | L41C | 3 |  |  | 2900.000000 | 32 | [8 empty] | Metal - Paint Finish - Dark Gray, Matte | Glass - White, High Luminance | Metal - Chrome
445 | 1D09 | 0 | 739312 | New Construction | N/A |  | 0 |  | 0 |  | 103025 | Point+HemiSpherical | 45244 |  | 53115 | REF TYPE MARK | 0 | C18 - 0610x1219mm | 0 | 87198 | 89826,89827,89828,89829,89830,89831,89832,103498,103499,103500,103501,103502,103503,103504,103505,103506 | 2K_rhNuRTE1el3fJWhkg2z | 1 |  | M_Troffer Light - Parabolic Rectangular:C18 - 0610x1219mm:C18 - 0610x1219mm:739312 |  | NO | N/A | 445 | N/A | 16777215 | N/A | N/A | N/A | N/A | N/A |  | 120 V/1-80 VA | N/A | <not associated> | UNSET |  |  | Level: Level 1 | UNSET | F | 0 | 2.680000 |  | 861.112833 | 0 | 0.050000 |  |  |  | 1.200000 |  |  | T8, 1219mm, RAPID START, CRI=85 MINI |  | N/A | UNSET | N/A | N/A | TRUE | N/A | 0 | N/A | 0 | 0 | 0 | 0 | 0 | UNSET | N/A | N/A | FIXED | N/A | Downlights | UNSET | N/A | D5020210 | N/A | N/A | N/A | 0 | L1 | 0 | N/A | N/A | N/A | 0 | UNSET | UNSET | 0 | 0 | 0 | 0 | 0 | [9 empty] | N/A | Lighting - Fluorescent |  |  | 23.80.70.11.14.11 |  |  | C18 |  |  |  | 1291.669250 | Lighting - Dwelling Unit | 1 | L41C | 3 |  |  | 2900.000000 | 32 | [8 empty] | Metal - Paint Finish - Dark Gray, Matte | Glass - White, High Luminance | Metal - Chrome
1317 | 1D09 |  | 803110 | New Construction | N/A | [5 empty] | 103025 |  | 45982 |  | 43247 |  |  | Single Pole | 0 |  | 95041,95042,95043,95044,95045,95046,103554,103555,103556,103557,103558,103559 | 1LRV9a7_TAYg7FVXvT_Hc3 | 1 |  | M_Lighting Switches:Single Pole:Single Pole:803110 |  |  | N/A | 1317 | N/A |  | N/A | N/A | N/A | N/A | N/A |  | 120 V/1-0 VA | N/A | Linked Revit Model : Clinic_A.rvt |  |  |  | Level: Level 1 |  |  |  | 1.200000 |  | 0.000000 | [5 empty] | 1.200000 |  |  |  |  | N/A | UNSET | N/A | N/A | TRUE | N/A | 0 | N/A | 0 | 0 | 0 | 0 | 0 | UNSET | N/A | N/A | FIXED | N/A | Switches | UNSET | N/A |  | N/A | N/A | N/A | 0 | L1 | 0 | N/A | N/A | N/A | 0 | [16 empty] | N/A |  |  |  | 23.80.50.11.14 | [7 empty] | Other |  | L41C | 3 | [5 empty] | 1291.669250 | 0.000000
435 | 1D10 | 0 | 739220 | New Construction | N/A |  | 0 |  | 0 |  | 103024 | Point+HemiSpherical | 45234 |  | 53105 | REF TYPE MARK | 0 | C18 - 0610x1219mm | 0 | 87208 | 89756,89757,89758,89759,89760,89761,89762,103498,103499,103500,103501,103502,103503,103504,103505,103506 | 2K_rhNuRTE1el3fJWhkg3P | 1 |  | M_Troffer Light - Parabolic Rectangular:C18 - 0610x1219mm:C18 - 0610x1219mm:739220 |  | NO | N/A | 435 | N/A | 16777215 | N/A | N/A | N/A | N/A | N/A |  | 120 V/1-80 VA | N/A | <not associated> | UNSET |  |  | Level: Level 1 | UNSET | F | 0 | 2.680000 |  | 861.112833 | 0 | 0.050000 |  |  |  | 1.200000 |  |  | T8, 1219mm, RAPID START, CRI=85 MINI |  | N/A | UNSET | N/A | N/A | TRUE | N/A | 0 | N/A | 0 | 0 | 0 | 0 | 0 | UNSET | N/A | N/A | FIXED | N/A | Downlights | UNSET | N/A | D5020210 | N/A | N/A | N/A | 0 | L1 | 0 | N/A | N/A | N/A | 0 | UNSET | UNSET | 0 | 0 | 0 | 0 | 0 | [9 empty] | N/A | Lighting - Fluorescent |  |  | 23.80.70.11.14.11 |  |  | C18 |  |  |  | 1291.669250 | Lighting - Dwelling Unit | 1 | L41C | 3 |  |  | 2900.000000 | 32 | [8 empty] | Metal - Paint Finish - Dark Gray, Matte | Glass - White, High Luminance | Metal - Chrome
436 | 1D10 | 0 | 739228 | New Construction | N/A |  | 0 |  | 0 |  | 103024 | Point+HemiSpherical | 45235 |  | 53106 | REF TYPE MARK | 0 | C18 - 0610x1219mm | 0 | 87207 | 89763,89764,89765,89766,89767,89768,89769,103498,103499,103500,103501,103502,103503,103504,103505,103506 | 2K_rhNuRTE1el3fJWhkg3H | 1 |  | M_Troffer Light - Parabolic Rectangular:C18 - 0610x1219mm:C18 - 0610x1219mm:739228 |  | NO | N/A | 436 | N/A | 16777215 | N/A | N/A | N/A | N/A | N/A |  | 120 V/1-80 VA | N/A | <not associated> | UNSET |  |  | Level: Level 1 | UNSET | F | 0 | 2.680000 |  | 861.112833 | 0 | 0.050000 |  |  |  | 1.200000 |  |  | T8, 1219mm, RAPID START, CRI=85 MINI |  | N/A | UNSET | N/A | N/A | TRUE | N/A | 0 | N/A | 0 | 0 | 0 | 0 | 0 | UNSET | N/A | N/A | FIXED | N/A | Downlights | UNSET | N/A | D5020210 | N/A | N/A | N/A | 0 | L1 | 0 | N/A | N/A | N/A | 0 | UNSET | UNSET | 0 | 0 | 0 | 0 | 0 | [9 empty] | N/A | Lighting - Fluorescent |  |  | 23.80.70.11.14.11 |  |  | C18 |  |  |  | 1291.669250 | Lighting - Dwelling Unit | 1 | L41C | 3 |  |  | 2900.000000 | 32 | [8 empty] | Metal - Paint Finish - Dark Gray, Matte | Glass - White, High Luminance | Metal - Chrome
1309 | 1D10 |  | 801352 | New Construction | N/A | [5 empty] | 103024 |  | 45973 |  | 43238 |  |  | Single Pole | 0 |  | 94993,94994,94995,94996,94997,94998,103554,103555,103556,103557,103558,103559 | 1LRV9a7_TAYg7FVXvT_MBj | 1 |  | M_Lighting Switches:Single Pole:Single Pole:801352 |  |  | N/A | 1309 | N/A |  | N/A | N/A | N/A | N/A | N/A |  | 120 V/1-0 VA | N/A | Linked Revit Model : Clinic_A.rvt |  |  |  | Level: Level 1 |  |  |  | 1.200000 |  | 0.000000 | [5 empty] | 1.200000 |  |  |  |  | N/A | UNSET | N/A | N/A | TRUE | N/A | 0 | N/A | 0 | 0 | 0 | 0 | 0 | UNSET | N/A | N/A | FIXED | N/A | Switches | UNSET | N/A |  | N/A | N/A | N/A | 0 | L1 | 0 | N/A | N/A | N/A | 0 | [16 empty] | N/A |  |  |  | 23.80.50.11.14 | [7 empty] | Other |  | L41C | 3 | [5 empty] | 1291.669250 | 0.000000
446 | 1D11 | 0 | 739332 | New Construction | N/A |  | 0 |  | 0 |  | 103023 | Point+HemiSpherical | 45245 |  | 53116 | REF TYPE MARK | 0 | C18 - 0610x1219mm | 0 | 87197 | 89833,89834,89835,89836,89837,89838,89839,103498,103499,103500,103501,103502,103503,103504,103505,103506 | 2K_rhNuRTE1el3fJWhkgz9 | 1 |  | M_Troffer Light - Parabolic Rectangular:C18 - 0610x1219mm:C18 - 0610x1219mm:739332 |  | NO | N/A | 446 | N/A | 16777215 | N/A | N/A | N/A | N/A | N/A |  | 120 V/1-80 VA | N/A | <not associated> | UNSET |  |  | Level: Level 1 | UNSET | F | 0 | 2.680000 |  | 861.112833 | 0 | 0.050000 |  |  |  | 1.200000 |  |  | T8, 1219mm, RAPID START, CRI=85 MINI |  | N/A | UNSET | N/A | N/A | TRUE | N/A | 0 | N/A | 0 | 0 | 0 | 0 | 0 | UNSET | N/A | N/A | FIXED | N/A | Downlights | UNSET | N/A | D5020210 | N/A | N/A | N/A | 0 | L1 | 0 | N/A | N/A | N/A | 0 | UNSET | UNSET | 0 | 0 | 0 | 0 | 0 | [9 empty] | N/A | Lighting - Fluorescent |  |  | 23.80.70.11.14.11 |  |  | C18 |  |  |  | 1291.669250 | Lighting - Dwelling Unit | 1 | L41C | 3 |  |  | 2900.000000 | 32 | [8 empty] | Metal - Paint Finish - Dark Gray, Matte | Glass - White, High Luminance | Metal - Chrome
447 | 1D11 | 0 | 739342 | New Construction | N/A |  | 0 |  | 0 |  | 103023 | Point+HemiSpherical | 45246 |  | 53117 | REF TYPE MARK | 0 | C18 - 0610x1219mm | 0 | 87196 | 89840,89841,89842,89843,89844,89845,89846,103498,103499,103500,103501,103502,103503,103504,103505,103506 | 2K_rhNuRTE1el3fJWhkgz3 | 1 |  | M_Troffer Light - Parabolic Rectangular:C18 - 0610x1219mm:C18 - 0610x1219mm:739342 |  | NO | N/A | 447 | N/A | 16777215 | N/A | N/A | N/A | N/A | N/A |  | 120 V/1-80 VA | N/A | <not associated> | UNSET |  |  | Level: Level 1 | UNSET | F | 0 | 2.680000 |  | 861.112833 | 0 | 0.050000 |  |  |  | 1.200000 |  |  | T8, 1219mm, RAPID START, CRI=85 MINI |  | N/A | UNSET | N/A | N/A | TRUE | N/A | 0 | N/A | 0 | 0 | 0 | 0 | 0 | UNSET | N/A | N/A | FIXED | N/A | Downlights | UNSET | N/A | D5020210 | N/A | N/A | N/A | 0 | L1 | 0 | N/A | N/A | N/A | 0 | UNSET | UNSET | 0 | 0 | 0 | 0 | 0 | [9 empty] | N/A | Lighting - Fluorescent |  |  | 23.80.70.11.14.11 |  |  | C18 |  |  |  | 1291.669250 | Lighting - Dwelling Unit | 1 | L41C | 3 |  |  | 2900.000000 | 32 | [8 empty] | Metal - Paint Finish - Dark Gray, Matte | Glass - White, High Luminance | Metal - Chrome
1318 | 1D11 |  | 803163 | New Construction | N/A | [5 empty] | 103023 |  | 45983 |  | 43248 |  |  | Single Pole | 0 |  | 95047,95048,95049,95050,95051,95052,103554,103555,103556,103557,103558,103559 | 1LRV9a7_TAYg7FVXvT_Hd_ | 1 |  | M_Lighting Switches:Single Pole:Single Pole:803163 |  |  | N/A | 1318 | N/A |  | N/A | N/A | N/A | N/A | N/A |  | 120 V/1-0 VA | N/A | Linked Revit Model : Clinic_A.rvt |  |  |  | Level: Level 1 |  |  |  | 1.200000 |  | 0.000000 | [5 empty] | 1.200000 |  |  |  |  | N/A | UNSET | N/A | N/A | TRUE | N/A | 0 | N/A | 0 | 0 | 0 | 0 | 0 | UNSET | N/A | N/A | FIXED | N/A | Switches | UNSET | N/A |  | N/A | N/A | N/A | 0 | L1 | 0 | N/A | N/A | N/A | 0 | [16 empty] | N/A |  |  |  | 23.80.50.11.14 | [7 empty] | Other |  | L41C | 3 | [5 empty] | 1291.669250 | 0.000000
433 | 1D12 | 0 | 739202 | New Construction | N/A |  | 0 |  | 0 |  | 103303 | Point+HemiSpherical | 45232 |  | 53103 | REF TYPE MARK | 0 | B18 - 0610x1219mm | 0 | 87210 | 89742,89743,89744,89745,89746,89747,89748,103344,103345,103346,103347,103348,103349,103350,103351,103353 | 2K_rhNuRTE1el3fJWhkg3F | 1 |  | M_Troffer Light - Parabolic Rectangular:B18 - 0610x1219mm:B18 - 0610x1219mm:739202 |  | NO | N/A | 433 | N/A | 16777215 | N/A | N/A | N/A | N/A | N/A |  | 120 V/1-80 VA | N/A | <not associated> | UNSET |  |  | Level: Level 1 | UNSET | F | 0 | 2.680000 |  | 861.112833 | 0 | 0.050000 |  |  |  | 1.200000 |  |  | T8, 1219mm, RAPID START, CRI=85 MINI |  | N/A | UNSET | N/A | N/A | TRUE | N/A | 0 | N/A | 0 | 0 | 0 | 0 | 0 | UNSET | N/A | N/A | FIXED | N/A | Downlights | UNSET | N/A | D5020210 | N/A | N/A | N/A | 0 | L1 | 0 | N/A | N/A | N/A | 0 | UNSET | UNSET | 0 | 0 | 0 | 0 | 0 | [9 empty] | N/A | Lighting - Fluorescent |  |  | 23.80.70.11.14.11 |  |  | B18 |  |  |  | 1291.669250 | Lighting - Dwelling Unit | 1 | L41C | 3 |  |  | 2900.000000 | 32 | [8 empty] | Metal - Paint Finish - Dark Gray, Matte | Glass - White, High Luminance | Metal - Chrome
434 | 1D12 | 0 | 739210 | New Construction | N/A |  | 0 |  | 0 |  | 103303 | Point+HemiSpherical | 45233 |  | 53104 | REF TYPE MARK | 0 | B18 - 0610x1219mm | 0 | 87209 | 89749,89750,89751,89752,89753,89754,89755,103344,103345,103346,103347,103348,103349,103350,103351,103353 | 2K_rhNuRTE1el3fJWhkg37 | 1 |  | M_Troffer Light - Parabolic Rectangular:B18 - 0610x1219mm:B18 - 0610x1219mm:739210 |  | NO | N/A | 434 | N/A | 16777215 | N/A | N/A | N/A | N/A | N/A |  | 120 V/1-80 VA | N/A | <not associated> | UNSET |  |  | Level: Level 1 | UNSET | F | 0 | 2.680000 |  | 861.112833 | 0 | 0.050000 |  |  |  | 1.200000 |  |  | T8, 1219mm, RAPID START, CRI=85 MINI |  | N/A | UNSET | N/A | N/A | TRUE | N/A | 0 | N/A | 0 | 0 | 0 | 0 | 0 | UNSET | N/A | N/A | FIXED | N/A | Downlights | UNSET | N/A | D5020210 | N/A | N/A | N/A | 0 | L1 | 0 | N/A | N/A | N/A | 0 | UNSET | UNSET | 0 | 0 | 0 | 0 | 0 | [9 empty] | N/A | Lighting - Fluorescent |  |  | 23.80.70.11.14.11 |  |  | B18 |  |  |  | 1291.669250 | Lighting - Dwelling Unit | 1 | L41C | 3 |  |  | 2900.000000 | 32 | [8 empty] | Metal - Paint Finish - Dark Gray, Matte | Glass - White, High Luminance | Metal - Chrome
1308 | 1D12 |  | 801247 | New Construction | N/A | [5 empty] | 103303 |  | 45972 |  | 43237 |  |  | Single Pole | 0 |  | 94987,94988,94989,94990,94991,94992,103554,103555,103556,103557,103558,103559 | 1LRV9a7_TAYg7FVXvT_M5w | 1 |  | M_Lighting Switches:Single Pole:Single Pole:801247 |  |  | N/A | 1308 | N/A |  | N/A | N/A | N/A | N/A | N/A |  | 120 V/1-0 VA | N/A | Linked Revit Model : Clinic_A.rvt |  |  |  | Level: Level 1 |  |  |  | 1.200000 |  | 0.000000 | [5 empty] | 1.200000 |  |  |  |  | N/A | UNSET | N/A | N/A | TRUE | N/A | 0 | N/A | 0 | 0 | 0 | 0 | 0 | UNSET | N/A | N/A | FIXED | N/A | Switches | UNSET | N/A |  | N/A | N/A | N/A | 0 | L1 | 0 | N/A | N/A | N/A | 0 | [16 empty] | N/A |  |  |  | 23.80.50.11.14 | [7 empty] | Other |  | L41C | 3 | [5 empty] | 1291.669250 | 0.000000
2066 | 1D12 |  | 922511 | New Construction | N/A | [5 empty] | 103303 |  | 46735 |  | 43964 |  |  | Standard | 0 |  | 99636,99637,99638,99639,99640,99641,103571,103572,103573,103574,103575 | 0Oe4W3Rwf1Dht7uPdCMX6u | 1 |  | M_Duplex Receptacle:Standard:Standard:922511 |  |  | N/A | 2066 | N/A |  | N/A | N/A | N/A | N/A | N/A |  | 120 V/1-180 VA | N/A | Linked Revit Model : Clinic_A.rvt | UNSET |  |  | Level: Level 1 |  |  |  | 0.500000 | [7 empty] | 0.460000 |  |  |  |  | N/A | UNSET | N/A | N/A | TRUE | N/A | 0 | N/A | 0 | 0 | 0 | 0 | 0 | UNSET | N/A | N/A | FIXED | N/A | Ground Fault Receptacles | UNSET | N/A |  | N/A | N/A | N/A | 0 | L1 | 0 | N/A | N/A | N/A | 0 | [16 empty] | N/A |  |  |  | 23.80.50.11.17 | [7 empty] | Receptacle |  | N21C1 | 12 | [5 empty] | 1291.669250 | 0.000000 | 492 | 1937.503875 | TRUE
2067 | 1D12 |  | 922656 | New Construction | N/A | [5 empty] | 103303 |  | 46736 |  | 43965 |  |  | Standard | 0 |  | 99642,99643,99644,99645,99646,99647,103571,103572,103573,103574,103575 | 0Oe4W3Rwf1Dht7uPdCMXON | 1 |  | M_Duplex Receptacle:Standard:Standard:922656 |  |  | N/A | 2067 | N/A |  | N/A | N/A | N/A | N/A | N/A |  | 120 V/1-180 VA | N/A | Linked Revit Model : Clinic_A.rvt | UNSET |  |  | Level: Level 1 |  |  |  | 0.500000 | [7 empty] | 0.460000 |  |  |  |  | N/A | UNSET | N/A | N/A | TRUE | N/A | 0 | N/A | 0 | 0 | 0 | 0 | 0 | UNSET | N/A | N/A | FIXED | N/A | Ground Fault Receptacles | UNSET | N/A |  | N/A | N/A | N/A | 0 | L1 | 0 | N/A | N/A | N/A | 0 | [16 empty] | N/A |  |  |  | 23.80.50.11.17 | [7 empty] | Receptacle |  | N21C1 | 11 | [5 empty] | 1291.669250 | 0.000000 | 493 | 1937.503875 | TRUE
2070 | 1D12 |  | 922941 | New Construction | N/A | [5 empty] | 103303 |  | 46739 |  | 43968 |  |  | Standard | 0 |  | 99660,99661,99662,99663,99664,99665,103571,103572,103573,103574,103575 | 0Oe4W3Rwf1Dht7uPdCMXSA | 1 |  | M_Duplex Receptacle:Standard:Standard:922941 |  |  | N/A | 2070 | N/A |  | N/A | N/A | N/A | N/A | N/A |  | 120 V/1-180 VA | N/A | Linked Revit Model : Clinic_A.rvt | UNSET |  |  | Level: Level 1 |  |  |  | 0.500000 | [7 empty] | 0.460000 |  |  |  |  | N/A | UNSET | N/A | N/A | TRUE | N/A | 0 | N/A | 0 | 0 | 0 | 0 | 0 | UNSET | N/A | N/A | FIXED | N/A | Ground Fault Receptacles | UNSET | N/A |  | N/A | N/A | N/A | 0 | L1 | 0 | N/A | N/A | N/A | 0 | [16 empty] | N/A |  |  |  | 23.80.50.11.17 | [7 empty] | Receptacle |  | N21C1 | 11 | [5 empty] | 1291.669250 | 0.000000 | 496 | 1937.503875 | TRUE
2072 | 1D12 |  | 923225 | New Construction | N/A | [5 empty] | 103303 |  | 46741 |  | 43970 |  |  | Standard | 0 |  | 99672,99673,99674,99675,99676,99677,103571,103572,103573,103574,103575 | 0Oe4W3Rwf1Dht7uPdCMXHk | 1 |  | M_Duplex Receptacle:Standard:Standard:923225 |  |  | N/A | 2072 | N/A |  | N/A | N/A | N/A | N/A | N/A |  | 120 V/1-180 VA | N/A | Linked Revit Model : Clinic_A.rvt | UNSET |  |  | Level: Level 1 |  |  |  | 0.500000 | [7 empty] | 0.460000 |  |  |  |  | N/A | UNSET | N/A | N/A | TRUE | N/A | 0 | N/A | 0 | 0 | 0 | 0 | 0 | UNSET | N/A | N/A | FIXED | N/A | Ground Fault Receptacles | UNSET | N/A |  | N/A | N/A | N/A | 0 | L1 | 0 | N/A | N/A | N/A | 0 | [16 empty] | N/A |  |  |  | 23.80.50.11.17 | [7 empty] | Receptacle |  | N21C1 | 11 | [5 empty] | 1291.669250 | 0.000000 | 498 | 1937.503875 | TRUE
2073 | 1D12 |  | 923401 | New Construction | N/A | [5 empty] | 103303 |  | 46742 |  | 43971 |  |  | Standard | 0 |  | 99678,99679,99680,99681,99682,99683,103571,103572,103573,103574,103575 | 0Oe4W3Rwf1Dht7uPdCMXK_ | 1 |  | M_Duplex Receptacle:Standard:Standard:923401 |  |  | N/A | 2073 | N/A |  | N/A | N/A | N/A | N/A | N/A |  | 120 V/1-180 VA | N/A | Linked Revit Model : Clinic_A.rvt | UNSET |  |  | Level: Level 1 |  |  |  | 0.500000 | [7 empty] | 0.460000 |  |  |  |  | N/A | UNSET | N/A | N/A | TRUE | N/A | 0 | N/A | 0 | 0 | 0 | 0 | 0 | UNSET | N/A | N/A | FIXED | N/A | Ground Fault Receptacles | UNSET | N/A |  | N/A | N/A | N/A | 0 | L1 | 0 | N/A | N/A | N/A | 0 | [16 empty] | N/A |  |  |  | 23.80.50.11.17 | [7 empty] | Receptacle |  | N21C1 | 11 | [5 empty] | 1291.669250 | 0.000000 | 499 | 1937.503875 | TRUE
2074 | 1D12 |  | 923566 | New Construction | N/A | [5 empty] | 103303 |  | 46743 |  | 43972 |  |  | Standard | 0 |  | 99684,99685,99686,99687,99688,99689,103571,103572,103573,103574,103575 | 0Oe4W3Rwf1Dht7uPdCMXMP | 1 |  | M_Duplex Receptacle:Standard:Standard:923566 |  |  | N/A | 2074 | N/A |  | N/A | N/A | N/A | N/A | N/A |  | 120 V/1-180 VA | N/A | Linked Revit Model : Clinic_A.rvt | UNSET |  |  | Level: Level 1 |  |  |  | 0.500000 | [7 empty] | 0.460000 |  |  |  |  | N/A | UNSET | N/A | N/A | TRUE | N/A | 0 | N/A | 0 | 0 | 0 | 0 | 0 | UNSET | N/A | N/A | FIXED | N/A | Ground Fault Receptacles | UNSET | N/A |  | N/A | N/A | N/A | 0 | L1 | 0 | N/A | N/A | N/A | 0 | [16 empty] | N/A |  |  |  | 23.80.50.11.17 | [7 empty] | Receptacle |  | N21C1 | 11 | [5 empty] | 1291.669250 | 0.000000 | 500 | 1937.503875 | TRUE
448 | 1D13 | 0 | 739352 | New Construction | N/A |  | 0 |  | 0 |  | 103022 | Point+HemiSpherical | 45247 |  | 53118 | REF TYPE MARK | 0 | C18 - 0610x1219mm | 0 | 87195 | 89847,89848,89849,89850,89851,89852,89853,103498,103499,103500,103501,103502,103503,103504,103505,103506 | 2K_rhNuRTE1el3fJWhkgzL | 1 |  | M_Troffer Light - Parabolic Rectangular:C18 - 0610x1219mm:C18 - 0610x1219mm:739352 |  | NO | N/A | 448 | N/A | 16777215 | N/A | N/A | N/A | N/A | N/A |  | 120 V/1-80 VA | N/A | <not associated> | UNSET |  |  | Level: Level 1 | UNSET | F | 0 | 2.680000 |  | 861.112833 | 0 | 0.050000 |  |  |  | 1.200000 |  |  | T8, 1219mm, RAPID START, CRI=85 MINI |  | N/A | UNSET | N/A | N/A | TRUE | N/A | 0 | N/A | 0 | 0 | 0 | 0 | 0 | UNSET | N/A | N/A | FIXED | N/A | Downlights | UNSET | N/A | D5020210 | N/A | N/A | N/A | 0 | L1 | 0 | N/A | N/A | N/A | 0 | UNSET | UNSET | 0 | 0 | 0 | 0 | 0 | [9 empty] | N/A | Lighting - Fluorescent |  |  | 23.80.70.11.14.11 |  |  | C18 |  |  |  | 1291.669250 | Lighting - Dwelling Unit | 1 | L41C | 3 |  |  | 2900.000000 | 32 | [8 empty] | Metal - Paint Finish - Dark Gray, Matte | Glass - White, High Luminance | Metal - Chrome
449 | 1D13 | 0 | 739360 | New Construction | N/A |  | 0 |  | 0 |  | 103022 | Point+HemiSpherical | 45248 |  | 53119 | REF TYPE MARK | 0 | C18 - 0610x1219mm | 0 | 87194 | 89854,89855,89856,89857,89858,89859,89860,103498,103499,103500,103501,103502,103503,103504,103505,103506 | 2K_rhNuRTE1el3fJWhkgzj | 1 |  | M_Troffer Light - Parabolic Rectangular:C18 - 0610x1219mm:C18 - 0610x1219mm:739360 |  | NO | N/A | 449 | N/A | 16777215 | N/A | N/A | N/A | N/A | N/A |  | 120 V/1-80 VA | N/A | <not associated> | UNSET |  |  | Level: Level 1 | UNSET | F | 0 | 2.680000 |  | 861.112833 | 0 | 0.050000 |  |  |  | 1.200000 |  |  | T8, 1219mm, RAPID START, CRI=85 MINI |  | N/A | UNSET | N/A | N/A | TRUE | N/A | 0 | N/A | 0 | 0 | 0 | 0 | 0 | UNSET | N/A | N/A | FIXED | N/A | Downlights | UNSET | N/A | D5020210 | N/A | N/A | N/A | 0 | L1 | 0 | N/A | N/A | N/A | 0 | UNSET | UNSET | 0 | 0 | 0 | 0 | 0 | [9 empty] | N/A | Lighting - Fluorescent |  |  | 23.80.70.11.14.11 |  |  | C18 |  |  |  | 1291.669250 | Lighting - Dwelling Unit | 1 | L41C | 3 |  |  | 2900.000000 | 32 | [8 empty] | Metal - Paint Finish - Dark Gray, Matte | Glass - White, High Luminance | Metal - Chrome
1319 | 1D13 |  | 803313 | New Construction | N/A | [5 empty] | 103022 |  | 45984 |  | 43249 |  |  | Single Pole | 0 |  | 95053,95054,95055,95056,95057,95058,103554,103555,103556,103557,103558,103559 | 1LRV9a7_TAYg7FVXvT_HbK | 1 |  | M_Lighting Switches:Single Pole:Single Pole:803313 |  |  | N/A | 1319 | N/A |  | N/A | N/A | N/A | N/A | N/A |  | 120 V/1-0 VA | N/A | Linked Revit Model : Clinic_A.rvt |  |  |  | Level: Level 1 |  |  |  | 1.200000 |  | 0.000000 | [5 empty] | 1.200000 |  |  |  |  | N/A | UNSET | N/A | N/A | TRUE | N/A | 0 | N/A | 0 | 0 | 0 | 0 | 0 | UNSET | N/A | N/A | FIXED | N/A | Switches | UNSET | N/A |  | N/A | N/A | N/A | 0 | L1 | 0 | N/A | N/A | N/A | 0 | [16 empty] | N/A |  |  |  | 23.80.50.11.14 | [7 empty] | Other |  | L41C | 3 | [5 empty] | 1291.669250 | 0.000000
1019 | 1D14 | 0 | 810474 | New Construction | N/A |  | 0 |  | 0 |  | 103021 | Point+HemiSpherical | 46019 |  | 53824 | REF TYPE MARK | 0 | B3 - 610x610mm | 0 | 86628 | 95266,95267,95268,95269,95270,95271,95272,103543,103544,103545,103546,103547,103548,103549,103550,103551 | 27hb3WYkv0ex4q4a4cSxM0 | 1 |  | M_Troffer Light - Parabolic Square:B3 - 610x610mm:B3 - 610x610mm:810474 |  | NO | N/A | 1019 | N/A | 16777215 | N/A | N/A | N/A | N/A | N/A |  | 120 V/1-40 VA | N/A | Linked Revit Model : Clinic_A.rvt | UNSET |  |  | Level: Level 1 | UNSET | F | 0 | 2.680000 |  | 430.556417 | 0 | 0.050000 |  |  |  | 1.200000 |  |  | U-SHAPED, CRI=75 |  | N/A | UNSET | N/A | N/A | TRUE | N/A | 0 | N/A | 0 | 0 | 0 | 0 | 0 | UNSET | N/A | N/A | FIXED | N/A | Downlights | UNSET | N/A |  | N/A | N/A | N/A | 0 | L1 | 0 | N/A | N/A | N/A | 0 | UNSET | UNSET | 0 | 0 | 0 | 0 | 0 | [9 empty] | N/A |  |  |  | 23.80.70.11.14.11 |  |  | B3 |  |  |  | 1291.669250 | Lighting - Dwelling Unit | 1 | L41C | 3 |  |  | 3150.000000 | 32 | [8 empty] | Metal - Paint Finish - Dark Gray, Matte | Glass - White, High Luminance | Metal - Chrome
1307 | 1D14 |  | 801082 | New Construction | N/A | [5 empty] | 103021 |  | 45971 |  | 43236 |  |  | Single Pole | 0 |  | 94981,94982,94983,94984,94985,94986,103554,103555,103556,103557,103558,103559 | 1LRV9a7_TAYg7FVXvT_M6V | 1 |  | M_Lighting Switches:Single Pole:Single Pole:801082 |  |  | N/A | 1307 | N/A |  | N/A | N/A | N/A | N/A | N/A |  | 120 V/1-0 VA | N/A | Linked Revit Model : Clinic_A.rvt |  |  |  | Level: Level 1 |  |  |  | 1.200000 |  | 0.000000 | [5 empty] | 1.200000 |  |  |  |  | N/A | UNSET | N/A | N/A | TRUE | N/A | 0 | N/A | 0 | 0 | 0 | 0 | 0 | UNSET | N/A | N/A | FIXED | N/A | Switches | UNSET | N/A |  | N/A | N/A | N/A | 0 | L1 | 0 | N/A | N/A | N/A | 0 | [16 empty] | N/A |  |  |  | 23.80.50.11.14 | [7 empty] | Other |  | L41C | 3 | [5 empty] | 1291.669250 | 0.000000
2071 | 1D14 |  | 923037 | New Construction | N/A | [5 empty] | 103021 |  | 46740 |  | 43969 |  |  | Standard | 0 |  | 99666,99667,99668,99669,99670,99671,103571,103572,103573,103574,103575 | 0Oe4W3Rwf1Dht7uPdCMXUg | 1 |  | M_Duplex Receptacle:Standard:Standard:923037 |  |  | N/A | 2071 | N/A |  | N/A | N/A | N/A | N/A | N/A |  | 120 V/1-180 VA | N/A | Linked Revit Model : Clinic_A.rvt | UNSET |  |  | Level: Level 1 |  |  |  | 0.500000 | [7 empty] | 0.460000 |  |  |  |  | N/A | UNSET | N/A | N/A | TRUE | N/A | 0 | N/A | 0 | 0 | 0 | 0 | 0 | UNSET | N/A | N/A | FIXED | N/A | Ground Fault Receptacles | UNSET | N/A |  | N/A | N/A | N/A | 0 | L1 | 0 | N/A | N/A | N/A | 0 | [16 empty] | N/A |  |  |  | 23.80.50.11.17 | [7 empty] | Receptacle |  | N21C1 | 10 | [5 empty] | 1291.669250 | 0.000000 | 497 | 1937.503875 | TRUE
432 | 1D15 | 0 | 739192 | New Construction | N/A |  | 0 |  | 0 |  | 103143 | Point+HemiSpherical | 45231 |  | 53102 | REF TYPE MARK | 0 | B1 - 0610x1219mm | 0 | 87211 | 89735,89736,89737,89738,89739,89740,89741,103561,103562,103563,103564,103565,103566,103567,103568,103569 | 2K_rhNuRTE1el3fJWhkg0r | 1 |  | M_Troffer Light - Parabolic Rectangular:B1 - 0610x1219mm:B1 - 0610x1219mm:739192 |  | NO | N/A | 432 | N/A | 16777215 | N/A | N/A | N/A | N/A | N/A |  | 120 V/1-80 VA | N/A | <not associated> | UNSET |  |  | Level: Level 1 | UNSET | F | 0 | 2.680000 |  | 861.112833 | 0 | 0.050000 |  |  |  | 1.200000 |  |  | T8, 1219mm, RAPID START, CRI=75 |  | N/A | UNSET | N/A | N/A | TRUE | N/A | 0 | N/A | 0 | 0 | 0 | 0 | 0 | UNSET | N/A | N/A | FIXED | N/A | Downlights | UNSET | N/A | D5020210 | N/A | N/A | N/A | 0 | L1 | 0 | N/A | N/A | N/A | 0 | UNSET | UNSET | 0 | 0 | 0 | 0 | 0 | [9 empty] | N/A | Lighting - Fluorescent |  |  | 23.80.70.11.14.11 |  |  | B1 |  |  |  | 1291.669250 | Lighting - Dwelling Unit | 1 | L41C | 3 |  |  | 2900.000000 | 32 | [8 empty] | Metal - Paint Finish - Dark Gray, Matte | Glass - White, High Luminance | Metal - Chrome
1306 | 1D15 |  | 800786 | New Construction | N/A | [5 empty] | 103143 |  | 45970 |  | 43235 |  |  | Single Pole | 0 |  | 94975,94976,94977,94978,94979,94980,103554,103555,103556,103557,103558,103559 | 1LRV9a7_TAYg7FVXvT_M2t | 1 |  | M_Lighting Switches:Single Pole:Single Pole:800786 |  |  | N/A | 1306 | N/A |  | N/A | N/A | N/A | N/A | N/A |  | 120 V/1-0 VA | N/A | Linked Revit Model : Clinic_A.rvt |  |  |  | Level: Level 1 |  |  |  | 1.200000 |  | 0.000000 | [5 empty] | 1.200000 |  |  |  |  | N/A | UNSET | N/A | N/A | TRUE | N/A | 0 | N/A | 0 | 0 | 0 | 0 | 0 | UNSET | N/A | N/A | FIXED | N/A | Switches | UNSET | N/A |  | N/A | N/A | N/A | 0 | L1 | 0 | N/A | N/A | N/A | 0 | [16 empty] | N/A |  |  |  | 23.80.50.11.14 | [7 empty] | Other |  | L41C | 3 | [5 empty] | 1291.669250 | 0.000000
2065 | 1D15 |  | 922371 | New Construction | N/A | [5 empty] | 103143 |  | 46734 |  | 43963 |  |  | Standard | 0 |  | 99630,99631,99632,99633,99634,99635,103571,103572,103573,103574,103575 | 0Oe4W3Rwf1Dht7uPdCMX4q | 1 |  | M_Duplex Receptacle:Standard:Standard:922371 |  |  | N/A | 2065 | N/A |  | N/A | N/A | N/A | N/A | N/A |  | 120 V/1-180 VA | N/A | Linked Revit Model : Clinic_A.rvt | UNSET |  |  | Level: Level 1 |  |  |  | 0.500000 | [7 empty] | 0.460000 |  |  |  |  | N/A | UNSET | N/A | N/A | TRUE | N/A | 0 | N/A | 0 | 0 | 0 | 0 | 0 | UNSET | N/A | N/A | FIXED | N/A | Ground Fault Receptacles | UNSET | N/A |  | N/A | N/A | N/A | 0 | L1 | 0 | N/A | N/A | N/A | 0 | [16 empty] | N/A |  |  |  | 23.80.50.11.17 | [7 empty] | Receptacle |  | N21C1 | 10 | [5 empty] | 1291.669250 | 0.000000 | 491 | 1937.503875 | TRUE
2069 | 1D15 |  | 922817 | New Construction | N/A | [5 empty] | 103143 |  | 46738 |  | 43967 |  |  | Standard | 0 |  | 99654,99655,99656,99657,99658,99659,103571,103572,103573,103574,103575 | 0Oe4W3Rwf1Dht7uPdCMXRs | 1 |  | M_Duplex Receptacle:Standard:Standard:922817 |  |  | N/A | 2069 | N/A |  | N/A | N/A | N/A | N/A | N/A |  | 120 V/1-180 VA | N/A | Linked Revit Model : Clinic_A.rvt | UNSET |  |  | Level: Level 1 |  |  |  | 0.500000 | [7 empty] | 0.460000 |  |  |  |  | N/A | UNSET | N/A | N/A | TRUE | N/A | 0 | N/A | 0 | 0 | 0 | 0 | 0 | UNSET | N/A | N/A | FIXED | N/A | Ground Fault Receptacles | UNSET | N/A |  | N/A | N/A | N/A | 0 | L1 | 0 | N/A | N/A | N/A | 0 | [16 empty] | N/A |  |  |  | 23.80.50.11.17 | [7 empty] | Receptacle |  | N21C1 | 10 | [5 empty] | 1291.669250 | 0.000000 | 495 | 1937.503875 | TRUE
2089 | 1D15 |  | 929170 | New Construction | N/A | [5 empty] | 103143 |  | 46765 |  | 43991 |  |  | Standard | 0 |  | 99823,99824,99825,99826,99827,99828,103571,103572,103573,103574,103575 | 1QxEP2OYf0FBRe9R366RzH | 1 |  | M_Duplex Receptacle:Standard:Standard:929170 |  |  | N/A | 2089 | N/A |  | N/A | N/A | N/A | N/A | N/A |  | 120 V/1-180 VA | N/A | Linked Revit Model : Clinic_A.rvt | UNSET |  |  | Level: Level 1 |  |  |  | 0.500000 | [7 empty] | 0.460000 |  |  |  |  | N/A | UNSET | N/A | N/A | TRUE | N/A | 0 | N/A | 0 | 0 | 0 | 0 | 0 | UNSET | N/A | N/A | FIXED | N/A | Ground Fault Receptacles | UNSET | N/A |  | N/A | N/A | N/A | 0 | L1 | 0 | N/A | N/A | N/A | 0 | [16 empty] | N/A |  |  |  | 23.80.50.11.17 | [7 empty] | Receptacle |  | N21C1 | 10 | [5 empty] | 1291.669250 | 0.000000 | 515 | 1937.503875 | TRUE
450 | 1D16 | 0 | 739372 | New Construction | N/A |  | 0 |  | 0 |  | 103476 | Point+HemiSpherical | 45249 |  | 53120 | REF TYPE MARK | 0 | B1 - 0610x1219mm | 0 | 87193 | 89861,89862,89863,89864,89865,89866,89867,103561,103562,103563,103564,103565,103566,103567,103568,103569 | 2K_rhNuRTE1el3fJWhkgzX | 1 |  | M_Troffer Light - Parabolic Rectangular:B1 - 0610x1219mm:B1 - 0610x1219mm:739372 |  | NO | N/A | 450 | N/A | 16777215 | N/A | N/A | N/A | N/A | N/A |  | 120 V/1-80 VA | N/A | <not associated> | UNSET |  |  | Level: Level 1 | UNSET | F | 0 | 2.680000 |  | 861.112833 | 0 | 0.050000 |  |  |  | 1.200000 |  |  | T8, 1219mm, RAPID START, CRI=75 |  | N/A | UNSET | N/A | N/A | TRUE | N/A | 0 | N/A | 0 | 0 | 0 | 0 | 0 | UNSET | N/A | N/A | FIXED | N/A | Downlights | UNSET | N/A | D5020210 | N/A | N/A | N/A | 0 | L1 | 0 | N/A | N/A | N/A | 0 | UNSET | UNSET | 0 | 0 | 0 | 0 | 0 | [9 empty] | N/A | Lighting - Fluorescent |  |  | 23.80.70.11.14.11 |  |  | B1 |  |  |  | 1291.669250 | Lighting - Dwelling Unit | 1 | L41C | 5 |  |  | 2900.000000 | 32 | [8 empty] | Metal - Paint Finish - Dark Gray, Matte | Glass - White, High Luminance | Metal - Chrome
451 | 1D16 | 0 | 739380 | New Construction | N/A |  | 0 |  | 0 |  | 103476 | Point+HemiSpherical | 45250 |  | 53121 | REF TYPE MARK | 0 | B1 - 0610x1219mm | 0 | 87192 | 89868,89869,89870,89871,89872,89873,89874,103561,103562,103563,103564,103565,103566,103567,103568,103569 | 2K_rhNuRTE1el3fJWhkgzv | 1 |  | M_Troffer Light - Parabolic Rectangular:B1 - 0610x1219mm:B1 - 0610x1219mm:739380 |  | NO | N/A | 451 | N/A | 16777215 | N/A | N/A | N/A | N/A | N/A |  | 120 V/1-80 VA | N/A | <not associated> | UNSET |  |  | Level: Level 1 | UNSET | F | 0 | 2.680000 |  | 861.112833 | 0 | 0.050000 |  |  |  | 1.200000 |  |  | T8, 1219mm, RAPID START, CRI=75 |  | N/A | UNSET | N/A | N/A | TRUE | N/A | 0 | N/A | 0 | 0 | 0 | 0 | 0 | UNSET | N/A | N/A | FIXED | N/A | Downlights | UNSET | N/A | D5020210 | N/A | N/A | N/A | 0 | L1 | 0 | N/A | N/A | N/A | 0 | UNSET | UNSET | 0 | 0 | 0 | 0 | 0 | [9 empty] | N/A | Lighting - Fluorescent |  |  | 23.80.70.11.14.11 |  |  | B1 |  |  |  | 1291.669250 | Lighting - Dwelling Unit | 1 | L41C | 5 |  |  | 2900.000000 | 32 | [8 empty] | Metal - Paint Finish - Dark Gray, Matte | Glass - White, High Luminance | Metal - Chrome
452 | 1D16 | 0 | 739388 | New Construction | N/A |  | 0 |  | 0 |  | 103476 | Point+HemiSpherical | 45251 |  | 53122 | REF TYPE MARK | 0 | B1B - 0610x1219mm | 0 | 87191 | 89875,89876,89877,89878,89879,89880,89881,103443,103444,103445,103446,103447,103448,103449,103450,103452 | 2K_rhNuRTE1el3fJWhkgzn | 1 |  | M_Troffer Light - Parabolic Rectangular:B1B - 0610x1219mm:B1B - 0610x1219mm:739388 |  | YES | N/A | 452 | N/A | 16777215 | N/A | N/A | N/A | N/A | N/A |  | 120 V/1-80 VA | N/A | <not associated> | UNSET |  |  | Level: Level 1 | UNSET | F | 0 | 2.680000 |  | 861.112833 | 0 | 0.050000 |  |  |  | 1.200000 |  |  | T8, 1219mm, RAPID START, CRI=75 |  | N/A | UNSET | N/A | N/A | TRUE | N/A | 0 | N/A | 0 | 0 | 0 | 0 | 0 | UNSET | N/A | N/A | FIXED | N/A | Downlights | UNSET | N/A | D5020210 | N/A | N/A | N/A | 0 | L1 | 0 | N/A | N/A | N/A | 0 | UNSET | UNSET | 0 | 0 | 0 | 0 | 0 | [9 empty] | N/A | Lighting - Fluorescent |  |  | 23.80.70.11.14.11 |  |  | B1B |  |  |  | 1291.669250 | Lighting - Dwelling Unit | 1 | L41C | 5 |  |  | 2900.000000 | 32 | [8 empty] | Metal - Paint Finish - Dark Gray, Matte | Glass - White, High Luminance | Metal - Chrome
453 | 1D16 | 0 | 739400 | New Construction | N/A |  | 0 |  | 0 |  | 103476 | Point+HemiSpherical | 45252 |  | 53123 | REF TYPE MARK | 0 | B1 - 0610x1219mm | 0 | 87190 | 89882,89883,89884,89885,89886,89887,89888,103561,103562,103563,103564,103565,103566,103567,103568,103569 | 2K_rhNuRTE1el3fJWhkgy5 | 1 |  | M_Troffer Light - Parabolic Rectangular:B1 - 0610x1219mm:B1 - 0610x1219mm:739400 |  | NO | N/A | 453 | N/A | 16777215 | N/A | N/A | N/A | N/A | N/A |  | 120 V/1-80 VA | N/A | <not associated> | UNSET |  |  | Level: Level 1 | UNSET | F | 0 | 2.680000 |  | 861.112833 | 0 | 0.050000 |  |  |  | 1.200000 |  |  | T8, 1219mm, RAPID START, CRI=75 |  | N/A | UNSET | N/A | N/A | TRUE | N/A | 0 | N/A | 0 | 0 | 0 | 0 | 0 | UNSET | N/A | N/A | FIXED | N/A | Downlights | UNSET | N/A | D5020210 | N/A | N/A | N/A | 0 | L1 | 0 | N/A | N/A | N/A | 0 | UNSET | UNSET | 0 | 0 | 0 | 0 | 0 | [9 empty] | N/A | Lighting - Fluorescent |  |  | 23.80.70.11.14.11 |  |  | B1 |  |  |  | 1291.669250 | Lighting - Dwelling Unit | 1 | L41C | 5 |  |  | 2900.000000 | 32 | [8 empty] | Metal - Paint Finish - Dark Gray, Matte | Glass - White, High Luminance | Metal - Chrome
454 | 1D16 | 0 | 739408 | New Construction | N/A |  | 0 |  | 0 |  | 103476 | Point+HemiSpherical | 45253 |  | 53124 | REF TYPE MARK | 0 | B1 - 0610x1219mm | 0 | 87189 | 89889,89890,89891,89892,89893,89894,89895,103561,103562,103563,103564,103565,103566,103567,103568,103569 | 2K_rhNuRTE1el3fJWhkgyT | 1 |  | M_Troffer Light - Parabolic Rectangular:B1 - 0610x1219mm:B1 - 0610x1219mm:739408 |  | NO | N/A | 454 | N/A | 16777215 | N/A | N/A | N/A | N/A | N/A |  | 120 V/1-80 VA | N/A | <not associated> | UNSET |  |  | Level: Level 1 | UNSET | F | 0 | 2.680000 |  | 861.112833 | 0 | 0.050000 |  |  |  | 1.200000 |  |  | T8, 1219mm, RAPID START, CRI=75 |  | N/A | UNSET | N/A | N/A | TRUE | N/A | 0 | N/A | 0 | 0 | 0 | 0 | 0 | UNSET | N/A | N/A | FIXED | N/A | Downlights | UNSET | N/A | D5020210 | N/A | N/A | N/A | 0 | L1 | 0 | N/A | N/A | N/A | 0 | UNSET | UNSET | 0 | 0 | 0 | 0 | 0 | [9 empty] | N/A | Lighting - Fluorescent |  |  | 23.80.70.11.14.11 |  |  | B1 |  |  |  | 1291.669250 | Lighting - Dwelling Unit | 1 | L41C | 5 |  |  | 2900.000000 | 32 | [8 empty] | Metal - Paint Finish - Dark Gray, Matte | Glass - White, High Luminance | Metal - Chrome
455 | 1D16 | 0 | 739420 | New Construction | N/A |  | 0 |  | 0 |  | 103476 | Point+HemiSpherical | 45254 |  | 53125 | REF TYPE MARK | 0 | B1B - 0610x1219mm | 0 | 87188 | 89896,89897,89898,89899,89900,89901,89902,103443,103444,103445,103446,103447,103448,103449,103450,103452 | 2K_rhNuRTE1el3fJWhkgyH | 1 |  | M_Troffer Light - Parabolic Rectangular:B1B - 0610x1219mm:B1B - 0610x1219mm:739420 |  | YES | N/A | 455 | N/A | 16777215 | N/A | N/A | N/A | N/A | N/A |  | 120 V/1-80 VA | N/A | <not associated> | UNSET |  |  | Level: Level 1 | UNSET | F | 0 | 2.680000 |  | 861.112833 | 0 | 0.050000 |  |  |  | 1.200000 |  |  | T8, 1219mm, RAPID START, CRI=75 |  | N/A | UNSET | N/A | N/A | TRUE | N/A | 0 | N/A | 0 | 0 | 0 | 0 | 0 | UNSET | N/A | N/A | FIXED | N/A | Downlights | UNSET | N/A | D5020210 | N/A | N/A | N/A | 0 | L1 | 0 | N/A | N/A | N/A | 0 | UNSET | UNSET | 0 | 0 | 0 | 0 | 0 | [9 empty] | N/A | Lighting - Fluorescent |  |  | 23.80.70.11.14.11 |  |  | B1B |  |  |  | 1291.669250 | Lighting - Dwelling Unit | 1 | L41C | 5 |  |  | 2900.000000 | 32 | [8 empty] | Metal - Paint Finish - Dark Gray, Matte | Glass - White, High Luminance | Metal - Chrome
456 | 1D16 | 0 | 739428 | New Construction | N/A |  | 0 |  | 0 |  | 103476 | Point+HemiSpherical | 45255 |  | 53126 | REF TYPE MARK | 0 | B1 - 0610x1219mm | 0 | 87187 | 89903,89904,89905,89906,89907,89908,89909,103561,103562,103563,103564,103565,103566,103567,103568,103569 | 2K_rhNuRTE1el3fJWhkgyf | 1 |  | M_Troffer Light - Parabolic Rectangular:B1 - 0610x1219mm:B1 - 0610x1219mm:739428 |  | NO | N/A | 456 | N/A | 16777215 | N/A | N/A | N/A | N/A | N/A |  | 120 V/1-80 VA | N/A | <not associated> | UNSET |  |  | Level: Level 1 | UNSET | F | 0 | 2.680000 |  | 861.112833 | 0 | 0.050000 |  |  |  | 1.200000 |  |  | T8, 1219mm, RAPID START, CRI=75 |  | N/A | UNSET | N/A | N/A | TRUE | N/A | 0 | N/A | 0 | 0 | 0 | 0 | 0 | UNSET | N/A | N/A | FIXED | N/A | Downlights | UNSET | N/A | D5020210 | N/A | N/A | N/A | 0 | L1 | 0 | N/A | N/A | N/A | 0 | UNSET | UNSET | 0 | 0 | 0 | 0 | 0 | [9 empty] | N/A | Lighting - Fluorescent |  |  | 23.80.70.11.14.11 |  |  | B1 |  |  |  | 1291.669250 | Lighting - Dwelling Unit | 1 | L41C | 5 |  |  | 2900.000000 | 32 | [8 empty] | Metal - Paint Finish - Dark Gray, Matte | Glass - White, High Luminance | Metal - Chrome
457 | 1D16 | 0 | 739434 | New Construction | N/A |  | 0 |  | 0 |  | 103476 | Point+HemiSpherical | 45256 |  | 53127 | REF TYPE MARK | 0 | B1 - 0610x1219mm | 0 | 87186 | 89910,89911,89912,89913,89914,89915,89916,103561,103562,103563,103564,103565,103566,103567,103568,103569 | 2K_rhNuRTE1el3fJWhkgyd | 1 |  | M_Troffer Light - Parabolic Rectangular:B1 - 0610x1219mm:B1 - 0610x1219mm:739434 |  | NO | N/A | 457 | N/A | 16777215 | N/A | N/A | N/A | N/A | N/A |  | 120 V/1-80 VA | N/A | <not associated> | UNSET |  |  | Level: Level 1 | UNSET | F | 0 | 2.680000 |  | 861.112833 | 0 | 0.050000 |  |  |  | 1.200000 |  |  | T8, 1219mm, RAPID START, CRI=75 |  | N/A | UNSET | N/A | N/A | TRUE | N/A | 0 | N/A | 0 | 0 | 0 | 0 | 0 | UNSET | N/A | N/A | FIXED | N/A | Downlights | UNSET | N/A | D5020210 | N/A | N/A | N/A | 0 | L1 | 0 | N/A | N/A | N/A | 0 | UNSET | UNSET | 0 | 0 | 0 | 0 | 0 | [9 empty] | N/A | Lighting - Fluorescent |  |  | 23.80.70.11.14.11 |  |  | B1 |  |  |  | 1291.669250 | Lighting - Dwelling Unit | 1 | L41C | 5 |  |  | 2900.000000 | 32 | [8 empty] | Metal - Paint Finish - Dark Gray, Matte | Glass - White, High Luminance | Metal - Chrome
458 | 1D16 | 0 | 739442 | New Construction | N/A |  | 0 |  | 0 |  | 103476 | Point+HemiSpherical | 45257 |  | 53128 | REF TYPE MARK | 0 | B1 - 0610x1219mm | 0 | 87185 | 89917,89918,89919,89920,89921,89922,89923,103561,103562,103563,103564,103565,103566,103567,103568,103569 | 2K_rhNuRTE1el3fJWhkgy$ | 1 |  | M_Troffer Light - Parabolic Rectangular:B1 - 0610x1219mm:B1 - 0610x1219mm:739442 |  | NO | N/A | 458 | N/A | 16777215 | N/A | N/A | N/A | N/A | N/A |  | 120 V/1-80 VA | N/A | <not associated> | UNSET |  |  | Level: Level 1 | UNSET | F | 0 | 2.680000 |  | 861.112833 | 0 | 0.050000 |  |  |  | 1.200000 |  |  | T8, 1219mm, RAPID START, CRI=75 |  | N/A | UNSET | N/A | N/A | TRUE | N/A | 0 | N/A | 0 | 0 | 0 | 0 | 0 | UNSET | N/A | N/A | FIXED | N/A | Downlights | UNSET | N/A | D5020210 | N/A | N/A | N/A | 0 | L1 | 0 | N/A | N/A | N/A | 0 | UNSET | UNSET | 0 | 0 | 0 | 0 | 0 | [9 empty] | N/A | Lighting - Fluorescent |  |  | 23.80.70.11.14.11 |  |  | B1 |  |  |  | 1291.669250 | Lighting - Dwelling Unit | 1 | L41C | 5 |  |  | 2900.000000 | 32 | [8 empty] | Metal - Paint Finish - Dark Gray, Matte | Glass - White, High Luminance | Metal - Chrome
459 | 1D16 | 0 | 739460 | New Construction | N/A |  | 0 |  | 0 |  | 103476 | Point+HemiSpherical | 45258 |  | 53129 | REF TYPE MARK | 0 | B1 - 0610x1219mm | 0 | 87184 | 89924,89925,89926,89927,89928,89929,89930,103561,103562,103563,103564,103565,103566,103567,103568,103569 | 2K_rhNuRTE1el3fJWhkg$9 | 1 |  | M_Troffer Light - Parabolic Rectangular:B1 - 0610x1219mm:B1 - 0610x1219mm:739460 |  | NO | N/A | 459 | N/A | 16777215 | N/A | N/A | N/A | N/A | N/A |  | 120 V/1-80 VA | N/A | <not associated> | UNSET |  |  | Level: Level 1 | UNSET | F | 0 | 2.680000 |  | 861.112833 | 0 | 0.050000 |  |  |  | 1.200000 |  |  | T8, 1219mm, RAPID START, CRI=75 |  | N/A | UNSET | N/A | N/A | TRUE | N/A | 0 | N/A | 0 | 0 | 0 | 0 | 0 | UNSET | N/A | N/A | FIXED | N/A | Downlights | UNSET | N/A | D5020210 | N/A | N/A | N/A | 0 | L1 | 0 | N/A | N/A | N/A | 0 | UNSET | UNSET | 0 | 0 | 0 | 0 | 0 | [9 empty] | N/A | Lighting - Fluorescent |  |  | 23.80.70.11.14.11 |  |  | B1 |  |  |  | 1291.669250 | Lighting - Dwelling Unit | 1 | L41C | 5 |  |  | 2900.000000 | 32 | [8 empty] | Metal - Paint Finish - Dark Gray, Matte | Glass - White, High Luminance | Metal - Chrome
460 | 1D16 | 0 | 739468 | New Construction | N/A |  | 0 |  | 0 |  | 103476 | Point+HemiSpherical | 45259 |  | 53130 | REF TYPE MARK | 0 | B1 - 0610x1219mm | 0 | 87183 | 89931,89932,89933,89934,89935,89936,89937,103561,103562,103563,103564,103565,103566,103567,103568,103569 | 2K_rhNuRTE1el3fJWhkg$1 | 1 |  | M_Troffer Light - Parabolic Rectangular:B1 - 0610x1219mm:B1 - 0610x1219mm:739468 |  | NO | N/A | 460 | N/A | 16777215 | N/A | N/A | N/A | N/A | N/A |  | 120 V/1-80 VA | N/A | <not associated> | UNSET |  |  | Level: Level 1 | UNSET | F | 0 | 2.680000 |  | 861.112833 | 0 | 0.050000 |  |  |  | 1.200000 |  |  | T8, 1219mm, RAPID START, CRI=75 |  | N/A | UNSET | N/A | N/A | TRUE | N/A | 0 | N/A | 0 | 0 | 0 | 0 | 0 | UNSET | N/A | N/A | FIXED | N/A | Downlights | UNSET | N/A | D5020210 | N/A | N/A | N/A | 0 | L1 | 0 | N/A | N/A | N/A | 0 | UNSET | UNSET | 0 | 0 | 0 | 0 | 0 | [9 empty] | N/A | Lighting - Fluorescent |  |  | 23.80.70.11.14.11 |  |  | B1 |  |  |  | 1291.669250 | Lighting - Dwelling Unit | 1 | L41C | 5 |  |  | 2900.000000 | 32 | [8 empty] | Metal - Paint Finish - Dark Gray, Matte | Glass - White, High Luminance | Metal - Chrome
1301 | 1D16 |  | 799512 | New Construction | N/A | [5 empty] | 103476 |  | 45965 |  | 43230 |  |  | Single Pole | 0 |  | 94945,94946,94947,94948,94949,94950,103554,103555,103556,103557,103558,103559 | 1LRV9a7_TAYg7FVXvT_Mkz | 1 |  | M_Lighting Switches:Single Pole:Single Pole:799512 |  |  | N/A | 1301 | N/A |  | N/A | N/A | N/A | N/A | N/A |  | 120 V/1-0 VA | N/A | Linked Revit Model : Clinic_A.rvt |  |  |  | Level: Level 1 |  |  |  | 1.200000 |  | 0.000000 | [5 empty] | 1.200000 |  |  |  |  | N/A | UNSET | N/A | N/A | TRUE | N/A | 0 | N/A | 0 | 0 | 0 | 0 | 0 | UNSET | N/A | N/A | FIXED | N/A | Switches | UNSET | N/A |  | N/A | N/A | N/A | 0 | L1 | 0 | N/A | N/A | N/A | 0 | [16 empty] | N/A |  |  |  | 23.80.50.11.14 | [7 empty] | Other |  | L41C | 5 | [5 empty] | 1291.669250 | 0.000000
1603 | 1D16 |  | 864995 | New Construction | N/A | [5 empty] | 103476 |  | 46262 |  | 43501 |  |  | Standard | 0 |  | 96788,96789,96790,96791,96792,96793,103571,103572,103573,103574,103575 | 0Oe4W3Rwf1Dht7uPdCMJ3K | 1 |  | M_Duplex Receptacle:Standard:Standard:864995 |  |  | N/A | 1603 | N/A |  | N/A | N/A | N/A | N/A | N/A |  | 120 V/1-180 VA | N/A | Linked Revit Model : Clinic_A.rvt | UNSET |  |  | Level: Level 1 |  |  |  | 0.500000 | [7 empty] | 0.460000 |  |  |  |  | N/A | UNSET | N/A | N/A | TRUE | N/A | 0 | N/A | 0 | 0 | 0 | 0 | 0 | UNSET | N/A | N/A | FIXED | N/A | Ground Fault Receptacles | UNSET | N/A |  | N/A | N/A | N/A | 0 | L1 | 0 | N/A | N/A | N/A | 0 | [16 empty] | N/A |  |  |  | 23.80.50.11.17 | [7 empty] | Receptacle |  | N21C1 | 13 | [5 empty] | 1291.669250 | 0.000000 | 29 | 1937.503875 | TRUE
1659 | 1D16 |  | 869760 | New Construction | N/A | [5 empty] | 103476 |  | 46318 |  | 43557 |  |  | Standard | 0 |  | 97124,97125,97126,97127,97128,97129,103571,103572,103573,103574,103575 | 0Oe4W3Rwf1Dht7uPdCMKUt | 1 |  | M_Duplex Receptacle:Standard:Standard:869760 |  |  | N/A | 1659 | N/A |  | N/A | N/A | N/A | N/A | N/A |  | 120 V/1-180 VA | N/A | Grid : F | UNSET |  |  | Level: Level 1 |  |  |  | 0.500000 | [7 empty] | 0.460000 |  |  |  |  | N/A | UNSET | N/A | N/A | TRUE | N/A | 0 | N/A | 0 | 0 | 0 | 0 | 0 | UNSET | N/A | N/A | FIXED | N/A | Ground Fault Receptacles | UNSET | N/A |  | N/A | N/A | N/A | 0 | L1 | 0 | N/A | N/A | N/A | 0 | [16 empty] | N/A |  |  |  | 23.80.50.11.17 | [7 empty] | Receptacle |  | N21C1 | 17 | [5 empty] | 1291.669250 | 0.000000 | 85 | 1937.503875 | TRUE
1660 | 1D16 |  | 869970 | New Construction | N/A | [5 empty] | 103476 |  | 46319 |  | 43558 |  |  | Standard | 0 |  | 97130,97131,97132,97133,97134,97135,103571,103572,103573,103574,103575 | 0Oe4W3Rwf1Dht7uPdCMKHb | 1 |  | M_Duplex Receptacle:Standard:Standard:869970 |  |  | N/A | 1660 | N/A |  | N/A | N/A | N/A | N/A | N/A |  | 120 V/1-180 VA | N/A | Grid : F | UNSET |  |  | Level: Level 1 |  |  |  | 0.500000 | [7 empty] | 0.460000 |  |  |  |  | N/A | UNSET | N/A | N/A | TRUE | N/A | 0 | N/A | 0 | 0 | 0 | 0 | 0 | UNSET | N/A | N/A | FIXED | N/A | Ground Fault Receptacles | UNSET | N/A |  | N/A | N/A | N/A | 0 | L1 | 0 | N/A | N/A | N/A | 0 | [16 empty] | N/A |  |  |  | 23.80.50.11.17 | [7 empty] | Receptacle |  | N21C1 | 17 | [5 empty] | 1291.669250 | 0.000000 | 86 | 1937.503875 | TRUE
1661 | 1D16 |  | 870054 | New Construction | N/A | [5 empty] | 103476 |  | 46320 |  | 43559 |  |  | Standard | 0 |  | 97136,97137,97138,97139,97140,97141,103571,103572,103573,103574,103575 | 0Oe4W3Rwf1Dht7uPdCMKIH | 1 |  | M_Duplex Receptacle:Standard:Standard:870054 |  |  | N/A | 1661 | N/A |  | N/A | N/A | N/A | N/A | N/A |  | 120 V/1-180 VA | N/A | Linked Revit Model : Clinic_A.rvt | UNSET |  |  | Level: Level 1 |  |  |  | 0.500000 | [7 empty] | 0.460000 |  |  |  |  | N/A | UNSET | N/A | N/A | TRUE | N/A | 0 | N/A | 0 | 0 | 0 | 0 | 0 | UNSET | N/A | N/A | FIXED | N/A | Ground Fault Receptacles | UNSET | N/A |  | N/A | N/A | N/A | 0 | L1 | 0 | N/A | N/A | N/A | 0 | [16 empty] | N/A |  |  |  | 23.80.50.11.17 | [7 empty] | Receptacle |  | N21C1 | 17 | [5 empty] | 1291.669250 | 0.000000 | 87 | 1937.503875 | TRUE
1662 | 1D16 |  | 870118 | New Construction | N/A | [5 empty] | 103476 |  | 46321 |  | 43560 |  |  | Standard | 0 |  | 97142,97143,97144,97145,97146,97147,103571,103572,103573,103574,103575 | 0Oe4W3Rwf1Dht7uPdCMKJH | 1 |  | M_Duplex Receptacle:Standard:Standard:870118 |  |  | N/A | 1662 | N/A |  | N/A | N/A | N/A | N/A | N/A |  | 120 V/1-180 VA | N/A | <not associated> | UNSET |  |  | Level: Level 1 |  |  |  | 0.500000 | [7 empty] | 0.460000 |  |  |  |  | N/A | UNSET | N/A | N/A | TRUE | N/A | 0 | N/A | 0 | 0 | 0 | 0 | 0 | UNSET | N/A | N/A | FIXED | N/A | Ground Fault Receptacles | UNSET | N/A |  | N/A | N/A | N/A | 0 | L1 | 0 | N/A | N/A | N/A | 0 | [16 empty] | N/A |  |  |  | 23.80.50.11.17 | [7 empty] | Receptacle |  | N21C1 | 18 | [5 empty] | 1291.669250 | 0.000000 | 88 | 1937.503875 | TRUE
1663 | 1D16 |  | 870278 | New Construction | N/A | [5 empty] | 103476 |  | 46322 |  | 43561 |  |  | Standard | 0 |  | 97148,97149,97150,97151,97152,97153,103571,103572,103573,103574,103575 | 0Oe4W3Rwf1Dht7uPdCMKMn | 1 |  | M_Duplex Receptacle:Standard:Standard:870278 |  |  | N/A | 1663 | N/A |  | N/A | N/A | N/A | N/A | N/A |  | 120 V/1-180 VA | N/A | Linked Revit Model : Clinic_A.rvt | UNSET |  |  | Level: Level 1 |  |  |  | 0.500000 | [7 empty] | 0.460000 |  |  |  |  | N/A | UNSET | N/A | N/A | TRUE | N/A | 0 | N/A | 0 | 0 | 0 | 0 | 0 | UNSET | N/A | N/A | FIXED | N/A | Ground Fault Receptacles | UNSET | N/A |  | N/A | N/A | N/A | 0 | L1 | 0 | N/A | N/A | N/A | 0 | [16 empty] | N/A |  |  |  | 23.80.50.11.17 | [7 empty] | Receptacle |  | N21C1 | 18 | [5 empty] | 1291.669250 | 0.000000 | 89 | 1937.503875 | TRUE
1664 | 1D16 |  | 870465 | New Construction | N/A | [5 empty] | 103476 |  | 46323 |  | 43562 |  |  | Standard | 0 |  | 97154,97155,97156,97157,97158,97159,103571,103572,103573,103574,103575 | 0Oe4W3Rwf1Dht7uPdCMKfs | 1 |  | M_Duplex Receptacle:Standard:Standard:870465 |  |  | N/A | 1664 | N/A |  | N/A | N/A | N/A | N/A | N/A |  | 120 V/1-180 VA | N/A | Linked Revit Model : Clinic_A.rvt | UNSET |  |  | Level: Level 1 |  |  |  | 0.500000 | [7 empty] | 0.460000 |  |  |  |  | N/A | UNSET | N/A | N/A | TRUE | N/A | 0 | N/A | 0 | 0 | 0 | 0 | 0 | UNSET | N/A | N/A | FIXED | N/A | Ground Fault Receptacles | UNSET | N/A |  | N/A | N/A | N/A | 0 | L1 | 0 | N/A | N/A | N/A | 0 | [16 empty] | N/A |  |  |  | 23.80.50.11.17 | [7 empty] | Receptacle |  | N21C1 | 18 | [5 empty] | 1291.669250 | 0.000000 | 90 | 1937.503875 | TRUE
1665 | 1D16 |  | 870508 | New Construction | N/A | [5 empty] | 103476 |  | 46324 |  | 43563 |  |  | Standard | 0 |  | 97160,97161,97162,97163,97164,97165,103571,103572,103573,103574,103575 | 0Oe4W3Rwf1Dht7uPdCMKfR | 1 |  | M_Duplex Receptacle:Standard:Standard:870508 |  |  | N/A | 1665 | N/A |  | N/A | N/A | N/A | N/A | N/A |  | 120 V/1-180 VA | N/A | Linked Revit Model : Clinic_A.rvt | UNSET |  |  | Level: Level 1 |  |  |  | 0.500000 | [7 empty] | 0.460000 |  |  |  |  | N/A | UNSET | N/A | N/A | TRUE | N/A | 0 | N/A | 0 | 0 | 0 | 0 | 0 | UNSET | N/A | N/A | FIXED | N/A | Ground Fault Receptacles | UNSET | N/A |  | N/A | N/A | N/A | 0 | L1 | 0 | N/A | N/A | N/A | 0 | [16 empty] | N/A |  |  |  | 23.80.50.11.17 | [7 empty] | Receptacle |  | N21C1 | 18 | [5 empty] | 1291.669250 | 0.000000 | 91 | 1937.503875 | TRUE
1666 | 1D16 |  | 870551 | New Construction | N/A | [5 empty] | 103476 |  | 46325 |  | 43564 |  |  | Standard | 0 |  | 97166,97167,97168,97169,97170,97171,103571,103572,103573,103574,103575 | 0Oe4W3Rwf1Dht7uPdCMKgW | 1 |  | M_Duplex Receptacle:Standard:Standard:870551 |  |  | N/A | 1666 | N/A |  | N/A | N/A | N/A | N/A | N/A |  | 120 V/1-180 VA | N/A | Linked Revit Model : Clinic_A.rvt | UNSET |  |  | Level: Level 1 |  |  |  | 0.500000 | [7 empty] | 0.460000 |  |  |  |  | N/A | UNSET | N/A | N/A | TRUE | N/A | 0 | N/A | 0 | 0 | 0 | 0 | 0 | UNSET | N/A | N/A | FIXED | N/A | Ground Fault Receptacles | UNSET | N/A |  | N/A | N/A | N/A | 0 | L1 | 0 | N/A | N/A | N/A | 0 | [16 empty] | N/A |  |  |  | 23.80.50.11.17 | [7 empty] | Receptacle |  | N21C1 | 15 | [5 empty] | 1291.669250 | 0.000000 | 92 | 1937.503875 | TRUE
1667 | 1D16 |  | 870604 | New Construction | N/A | [5 empty] | 103476 |  | 46326 |  | 43565 |  |  | Standard | 0 |  | 97172,97173,97174,97175,97176,97177,103571,103572,103573,103574,103575 | 0Oe4W3Rwf1Dht7uPdCMKhx | 1 |  | M_Duplex Receptacle:Standard:Standard:870604 |  |  | N/A | 1667 | N/A |  | N/A | N/A | N/A | N/A | N/A |  | 120 V/1-180 VA | N/A | Linked Revit Model : Clinic_A.rvt | UNSET |  |  | Level: Level 1 |  |  |  | 0.500000 | [7 empty] | 0.460000 |  |  |  |  | N/A | UNSET | N/A | N/A | TRUE | N/A | 0 | N/A | 0 | 0 | 0 | 0 | 0 | UNSET | N/A | N/A | FIXED | N/A | Ground Fault Receptacles | UNSET | N/A |  | N/A | N/A | N/A | 0 | L1 | 0 | N/A | N/A | N/A | 0 | [16 empty] | N/A |  |  |  | 23.80.50.11.17 | [7 empty] | Receptacle |  | N21C1 | 15 | [5 empty] | 1291.669250 | 0.000000 | 93 | 1937.503875 | TRUE
1668 | 1D16 |  | 870719 | New Construction | N/A | [5 empty] | 103476 |  | 46327 |  | 43566 |  |  | Standard | 0 |  | 97178,97179,97180,97181,97182,97183,103571,103572,103573,103574,103575 | 0Oe4W3Rwf1Dht7uPdCMKi8 | 1 |  | M_Duplex Receptacle:Standard:Standard:870719 |  |  | N/A | 1668 | N/A |  | N/A | N/A | N/A | N/A | N/A |  | 120 V/1-180 VA | N/A | Linked Revit Model : Clinic_A.rvt | UNSET |  |  | Level: Level 1 |  |  |  | 0.500000 | [7 empty] | 0.460000 |  |  |  |  | N/A | UNSET | N/A | N/A | TRUE | N/A | 0 | N/A | 0 | 0 | 0 | 0 | 0 | UNSET | N/A | N/A | FIXED | N/A | Ground Fault Receptacles | UNSET | N/A |  | N/A | N/A | N/A | 0 | L1 | 0 | N/A | N/A | N/A | 0 | [16 empty] | N/A |  |  |  | 23.80.50.11.17 | [7 empty] | Receptacle |  | N21C1 | 15 | [5 empty] | 1291.669250 | 0.000000 | 94 | 1937.503875 | TRUE
1669 | 1D16 |  | 870773 | New Construction | N/A | [5 empty] | 103476 |  | 46328 |  | 43567 |  |  | Standard | 0 |  | 97184,97185,97186,97187,97188,97189,103571,103572,103573,103574,103575 | 0Oe4W3Rwf1Dht7uPdCMKj2 | 1 |  | M_Duplex Receptacle:Standard:Standard:870773 |  |  | N/A | 1669 | N/A |  | N/A | N/A | N/A | N/A | N/A |  | 120 V/1-180 VA | N/A | Linked Revit Model : Clinic_A.rvt | UNSET |  |  | Level: Level 1 |  |  |  | 0.500000 | [7 empty] | 0.460000 |  |  |  |  | N/A | UNSET | N/A | N/A | TRUE | N/A | 0 | N/A | 0 | 0 | 0 | 0 | 0 | UNSET | N/A | N/A | FIXED | N/A | Ground Fault Receptacles | UNSET | N/A |  | N/A | N/A | N/A | 0 | L1 | 0 | N/A | N/A | N/A | 0 | [16 empty] | N/A |  |  |  | 23.80.50.11.17 | [7 empty] | Receptacle |  | N21C1 | 15 | [5 empty] | 1291.669250 | 0.000000 | 95 | 1937.503875 | TRUE
1674 | 1D16 |  | 871216 | New Construction | N/A | [5 empty] | 103476 |  | 46333 |  | 43572 |  |  | Standard | 0 |  | 97214,97215,97216,97217,97218,97219,103571,103572,103573,103574,103575 | 0Oe4W3Rwf1Dht7uPdCMKa7 | 1 |  | M_Duplex Receptacle:Standard:Standard:871216 |  |  | N/A | 1674 | N/A |  | N/A | N/A | N/A | N/A | N/A |  | 120 V/1-180 VA | N/A | Linked Revit Model : Clinic_A.rvt | UNSET |  |  | Level: Level 1 |  |  |  | 0.500000 | [7 empty] | 0.460000 |  |  |  |  | N/A | UNSET | N/A | N/A | TRUE | N/A | 0 | N/A | 0 | 0 | 0 | 0 | 0 | UNSET | N/A | N/A | FIXED | N/A | Ground Fault Receptacles | UNSET | N/A |  | N/A | N/A | N/A | 0 | L1 | 0 | N/A | N/A | N/A | 0 | [16 empty] | N/A |  |  |  | 23.80.50.11.17 | [7 empty] | Receptacle |  | N21C1 | 13 | [5 empty] | 1291.669250 | 0.000000 | 100 | 1937.503875 | TRUE
1676 | 1D16 |  | 871422 | New Construction | N/A | [5 empty] | 103476 |  | 46335 |  | 43574 |  |  | Standard | 0 |  | 97226,97227,97228,97229,97230,97231,103571,103572,103573,103574,103575 | 0Oe4W3Rwf1Dht7uPdCMKd9 | 1 |  | M_Duplex Receptacle:Standard:Standard:871422 |  |  | N/A | 1676 | N/A |  | N/A | N/A | N/A | N/A | N/A |  | 120 V/1-180 VA | N/A | Linked Revit Model : Clinic_A.rvt | UNSET |  |  | Level: Level 1 |  |  |  | 0.500000 | [7 empty] | 0.460000 |  |  |  |  | N/A | UNSET | N/A | N/A | TRUE | N/A | 0 | N/A | 0 | 0 | 0 | 0 | 0 | UNSET | N/A | N/A | FIXED | N/A | Ground Fault Receptacles | UNSET | N/A |  | N/A | N/A | N/A | 0 | L1 | 0 | N/A | N/A | N/A | 0 | [16 empty] | N/A |  |  |  | 23.80.50.11.17 | [7 empty] | Receptacle |  | N21C1 | 13 | [5 empty] | 1291.669250 | 0.000000 | 102 | 1937.503875 | TRUE
2085 | 1D16 |  | 928837 | New Construction | N/A | [5 empty] | 103476 |  | 46761 |  | 43987 |  |  | Standard | 0 |  | 99799,99800,99801,99802,99803,99804,103571,103572,103573,103574,103575 | 1QxEP2OYf0FBRe9R366Rw6 | 1 |  | M_Duplex Receptacle:Standard:Standard:928837 |  |  | N/A | 2085 | N/A |  | N/A | N/A | N/A | N/A | N/A |  | 120 V/1-180 VA | N/A | Grid : F | UNSET |  |  | Level: Level 1 |  |  |  | 0.500000 | [7 empty] | 0.460000 |  |  |  |  | N/A | UNSET | N/A | N/A | TRUE | N/A | 0 | N/A | 0 | 0 | 0 | 0 | 0 | UNSET | N/A | N/A | FIXED | N/A | Ground Fault Receptacles | UNSET | N/A |  | N/A | N/A | N/A | 0 | L1 | 0 | N/A | N/A | N/A | 0 | [16 empty] | N/A |  |  |  | 23.80.50.11.17 | [7 empty] | Receptacle |  | N21C1 | 16 | [5 empty] | 1291.669250 | 0.000000 | 511 | 1937.503875 | TRUE
2086 | 1D16 |  | 928897 | New Construction | N/A | [5 empty] | 103476 |  | 46762 |  | 43988 |  |  | Standard | 0 |  | 99805,99806,99807,99808,99809,99810,103571,103572,103573,103574,103575 | 1QxEP2OYf0FBRe9R366Rv2 | 1 |  | M_Duplex Receptacle:Standard:Standard:928897 |  |  | N/A | 2086 | N/A |  | N/A | N/A | N/A | N/A | N/A |  | 120 V/1-180 VA | N/A | Grid : F | UNSET |  |  | Level: Level 1 |  |  |  | 0.500000 | [7 empty] | 0.460000 |  |  |  |  | N/A | UNSET | N/A | N/A | TRUE | N/A | 0 | N/A | 0 | 0 | 0 | 0 | 0 | UNSET | N/A | N/A | FIXED | N/A | Ground Fault Receptacles | UNSET | N/A |  | N/A | N/A | N/A | 0 | L1 | 0 | N/A | N/A | N/A | 0 | [16 empty] | N/A |  |  |  | 23.80.50.11.17 | [7 empty] | Receptacle |  | N21C1 | 16 | [5 empty] | 1291.669250 | 0.000000 | 512 | 1937.503875 | TRUE
1023 | 1D17 | 0 | 825912 | New Construction | N/A |  | 0 |  | 0 |  | 103020 | Point+HemiSpherical | 46094 |  | 53828 | REF TYPE MARK | 0 | Q1 - 1219mm | 0 | 86624 | 95720,95721,95722,95723,95724,95725,95726,103200,103201,103202,103203,103204,103205,103206,103207,103220 | 3bmQGUDVPDR8T4sy25fwo3 | 1 |  | M_Pendant Light - Linear:Q1 - 1219mm:Q1 - 1219mm:825912 |  | NO | N/A | 1023 | N/A | 16777215 | N/A | N/A | N/A | N/A | N/A |  | 120 V/1-150 VA | N/A | Linked Revit Model : Clinic_A.rvt | UNSET |  |  | Level: Level 1 | UNSET | F | 0 | 2.680000 |  | 1614.586563 | 0 | 0.050000 |  |  |  | 1.200000 |  |  | T8, 1219mm, RAPID START, CRI=75 |  | N/A | UNSET | N/A | N/A | TRUE | N/A | 0 | N/A | 0 | 0 | 0 | 0 | 0 | UNSET | N/A | N/A | FIXED | N/A | General Luminaries, Non Directional | UNSET | N/A |  | N/A | N/A | N/A | 0 | L1 | 0 | N/A | N/A | N/A | 0 | UNSET | UNSET | 0 | 0 | 0 | 0 | 0 | [9 empty] | N/A |  |  |  | 23.80.70.11.11 |  |  | Q1 |  |  |  | 1291.669250 | Lighting - Dwelling Unit | 1 | L41C | 5 |  |  | 2900.000000 | 32 | [9 empty] | Glass - White, High Luminance |  | 2.400000 | 0.300000 | Metal - Paint Finish - Ivory, Glossy | Metal - Paint Finish - Ivory, Glossy
1302 | 1D17 |  | 799568 | New Construction | N/A | [5 empty] | 103020 |  | 45966 |  | 43231 |  |  | Single Pole | 0 |  | 94951,94952,94953,94954,94955,94956,103554,103555,103556,103557,103558,103559 | 1LRV9a7_TAYg7FVXvT_Mlr | 1 |  | M_Lighting Switches:Single Pole:Single Pole:799568 |  |  | N/A | 1302 | N/A |  | N/A | N/A | N/A | N/A | N/A |  | 120 V/1-0 VA | N/A | Linked Revit Model : Clinic_A.rvt |  |  |  | Level: Level 1 |  |  |  | 1.200000 |  | 0.000000 | [5 empty] | 1.200000 |  |  |  |  | N/A | UNSET | N/A | N/A | TRUE | N/A | 0 | N/A | 0 | 0 | 0 | 0 | 0 | UNSET | N/A | N/A | FIXED | N/A | Switches | UNSET | N/A |  | N/A | N/A | N/A | 0 | L1 | 0 | N/A | N/A | N/A | 0 | [16 empty] | N/A |  |  |  | 23.80.50.11.14 | [7 empty] | Other |  | L41C | 5 | [5 empty] | 1291.669250 | 0.000000
1675 | 1D17 |  | 871280 | New Construction | N/A | [5 empty] | 103020 |  | 46334 |  | 43573 |  |  | Standard | 0 |  | 97220,97221,97222,97223,97224,97225,103571,103572,103573,103574,103575 | 0Oe4W3Rwf1Dht7uPdCMKb7 | 1 |  | M_Duplex Receptacle:Standard:Standard:871280 |  |  | N/A | 1675 | N/A |  | N/A | N/A | N/A | N/A | N/A |  | 120 V/1-180 VA | N/A | Linked Revit Model : Clinic_A.rvt | UNSET |  |  | Level: Level 1 |  |  |  | 0.500000 | [7 empty] | 0.460000 |  |  |  |  | N/A | UNSET | N/A | N/A | TRUE | N/A | 0 | N/A | 0 | 0 | 0 | 0 | 0 | UNSET | N/A | N/A | FIXED | N/A | Ground Fault Receptacles | UNSET | N/A |  | N/A | N/A | N/A | 0 | L1 | 0 | N/A | N/A | N/A | 0 | [16 empty] | N/A |  |  |  | 23.80.50.11.17 | [7 empty] | Receptacle |  | N21C1 | 13 | [5 empty] | 1291.669250 | 0.000000 | 101 | 1937.503875 | TRUE
431 | 1D18 | 0 | 739182 | New Construction | N/A |  | 0 |  | 0 |  | 103167 | Point+HemiSpherical | 45230 |  | 53101 | REF TYPE MARK | 0 | B1 - 0610x1219mm | 0 | 87212 | 89728,89729,89730,89731,89732,89733,89734,103561,103562,103563,103564,103565,103566,103567,103568,103569 | 2K_rhNuRTE1el3fJWhkg0Z | 1 |  | M_Troffer Light - Parabolic Rectangular:B1 - 0610x1219mm:B1 - 0610x1219mm:739182 |  | NO | N/A | 431 | N/A | 16777215 | N/A | N/A | N/A | N/A | N/A |  | 120 V/1-80 VA | N/A | <not associated> | UNSET |  |  | Level: Level 1 | UNSET | F | 0 | 2.680000 |  | 861.112833 | 0 | 0.050000 |  |  |  | 1.200000 |  |  | T8, 1219mm, RAPID START, CRI=75 |  | N/A | UNSET | N/A | N/A | TRUE | N/A | 0 | N/A | 0 | 0 | 0 | 0 | 0 | UNSET | N/A | N/A | FIXED | N/A | Downlights | UNSET | N/A | D5020210 | N/A | N/A | N/A | 0 | L1 | 0 | N/A | N/A | N/A | 0 | UNSET | UNSET | 0 | 0 | 0 | 0 | 0 | [9 empty] | N/A | Lighting - Fluorescent |  |  | 23.80.70.11.14.11 |  |  | B1 |  |  |  | 1291.669250 | Lighting - Dwelling Unit | 1 | L41C | 5 |  |  | 2900.000000 | 32 | [8 empty] | Metal - Paint Finish - Dark Gray, Matte | Glass - White, High Luminance | Metal - Chrome
1018 | 1D18 | 0 | 809705 | New Construction | N/A |  | 0 |  | 0 |  | 103167 | Point+HemiSpherical | 46017 |  | 53823 | REF TYPE MARK | 0 | E2 - 610mm | 0 | 86629 | 95253,95254,95255,95256,95257,95258,95259,103064,103065,103066,103067,103068,103069,103070,103071,103084 | 27hb3WYkv0ex4q4a4cSxA3 | 1 |  | M_Surface Mounted Light:E2 - 610mm:E2 - 610mm:809705 |  | NO | N/A | 1018 | N/A | 16777215 | N/A | N/A | N/A | N/A | N/A |  | 120 V/1-150 VA | N/A | Linked Revit Model : Clinic_A.rvt | UNSET |  |  | Level: Level 1 | UNSET | F | 0 | 2.680000 |  | 1614.586563 | 0 | 0.050000 |  |  |  | 1.200000 |  |  | T8, 1219mm, RAPID START, CRI=75 |  | N/A | UNSET | N/A | N/A | TRUE | N/A | 0 | N/A | 0 | 0 | 0 | 0 | 0 | UNSET | N/A | N/A | FIXED | N/A | General Luminaries, Non Directional | UNSET | N/A |  | N/A | N/A | N/A | 0 | L1 | 0 | N/A | N/A | N/A | 0 | UNSET | UNSET | 0 | 0 | 0 | 0 | 0 | [9 empty] | N/A |  |  |  | 23.80.70.11.11 |  |  | E2 |  |  |  | 1291.669250 | Lighting - Dwelling Unit | 1 | L41C | 5 |  |  | 1375.000000 | 17 | [9 empty] | Glass - White, High Luminance |  | 0.610000 | 0.100000 | Metal - Paint Finish - Ivory, Glossy | Metal - Paint Finish - Ivory, Glossy
1201 | 1D18 | 0 | 809668 | New Construction | N/A |  | 0 |  | 0 |  | 103167 | Point+HemiSpherical | 46016 |  | 53822 | REF TYPE MARK | 0 | SA - 152mm Diameter | 0 |  | 95246,95247,95248,95249,95250,95251,95252,103049,103050,103051,103052,103053,103054,103055,103082 | 27hb3WYkv0ex4q4a4cSxAk | 1 |  | M_Downlight - Recessed Can:SA - 152mm Diameter:SA - 152mm Diameter:809668 |  | NO | N/A | 1201 | N/A | 16777215 | N/A | N/A | N/A | N/A | N/A |  | 120 V/1-100 VA | N/A | <not associated> | UNSET |  |  | Level: Level 1 | UNSET | F | 0 | 2.800000 |  | 1076.391042 | 0 | 0.050000 |  |  |  | 1.200000 |  |  | T4, TWIN TUBE, CRI=82 T4, TWIN TUBE, CRI=82 T4, TWIN TUBE, CRI=82 T4, TWIN TUBE, CRI=82 |  | N/A | UNSET | N/A | N/A | TRUE | N/A | 0 | N/A | 0 | 0 | 0 | 0 | 0 | UNSET | N/A | N/A | FIXED | N/A | Downlights | UNSET | N/A | D5020220 | N/A | N/A | N/A | 0 | L1 | 0 | N/A | N/A | N/A | 0 | UNSET | UNSET | 0 | 0 | 0 | 0 | 0 | [9 empty] | N/A | Lighting - Incandescent |  |  | 23.80.70.11.14.11 |  |  | SA |  |  | 0.100000 | 1291.669250 | Lighting - Dwelling Unit | 1 | L41C | 5 | 0.200000 | 0.200000 | 950.000000 | 13 | 0.087300
1350 | 1D18 |  | 809790 | New Construction | N/A | [5 empty] | 103167 |  | 46018 |  | 43280 |  |  | Single Pole | 0 |  | 95260,95261,95262,95263,95264,95265,103554,103555,103556,103557,103558,103559 | 27hb3WYkv0ex4q4a4cSxDK | 1 |  | M_Lighting Switches:Single Pole:Single Pole:809790 |  |  | N/A | 1350 | N/A |  | N/A | N/A | N/A | N/A | N/A |  | 120 V/1-0 VA | N/A | Linked Revit Model : Clinic_A.rvt |  |  |  | Level: Level 1 |  |  |  | 1.200000 |  | 0.000000 | [5 empty] | 1.200000 |  |  |  |  | N/A | UNSET | N/A | N/A | TRUE | N/A | 0 | N/A | 0 | 0 | 0 | 0 | 0 | UNSET | N/A | N/A | FIXED | N/A | Switches | UNSET | N/A |  | N/A | N/A | N/A | 0 | L1 | 0 | N/A | N/A | N/A | 0 | [16 empty] | N/A |  |  |  | 23.80.50.11.14 | [7 empty] | Other |  | L41C | 5 | [5 empty] | 1291.669250 | 0.000000
2087 | 1D18 |  | 928950 | New Construction | N/A | [5 empty] | 103167 |  | 46763 |  | 43989 |  |  | Standard | 0 |  | 99811,99812,99813,99814,99815,99816,103571,103572,103573,103574,103575 | 1QxEP2OYf0FBRe9R366Rvr | 1 |  | M_Duplex Receptacle:Standard:Standard:928950 |  |  | N/A | 2087 | N/A |  | N/A | N/A | N/A | N/A | N/A |  | 120 V/1-180 VA | N/A | Linked Revit Model : Clinic_A.rvt | UNSET |  |  | Level: Level 1 |  |  |  | 0.500000 | [7 empty] | 0.460000 |  |  |  |  | N/A | UNSET | N/A | N/A | TRUE | N/A | 0 | N/A | 0 | 0 | 0 | 0 | 0 | UNSET | N/A | N/A | FIXED | N/A | Ground Fault Receptacles | UNSET | N/A |  | N/A | N/A | N/A | 0 | L1 | 0 | N/A | N/A | N/A | 0 | [16 empty] | N/A |  |  |  | 23.80.50.11.17 | [7 empty] | Receptacle |  | N21C1 | 13 | [5 empty] | 1291.669250 | 0.000000 | 513 | 1937.503875 | TRUE
430 | 1D19 | 0 | 739174 | New Construction | N/A |  | 0 |  | 0 |  | 103142 | Point+HemiSpherical | 45229 |  | 53100 | REF TYPE MARK | 0 | B1 - 0610x1219mm | 0 | 87213 | 89721,89722,89723,89724,89725,89726,89727,103561,103562,103563,103564,103565,103566,103567,103568,103569 | 2K_rhNuRTE1el3fJWhkg0h | 1 |  | M_Troffer Light - Parabolic Rectangular:B1 - 0610x1219mm:B1 - 0610x1219mm:739174 |  | NO | N/A | 430 | N/A | 16777215 | N/A | N/A | N/A | N/A | N/A |  | 120 V/1-80 VA | N/A | <not associated> | UNSET |  |  | Level: Level 1 | UNSET | F | 0 | 2.680000 |  | 861.112833 | 0 | 0.050000 |  |  |  | 1.200000 |  |  | T8, 1219mm, RAPID START, CRI=75 |  | N/A | UNSET | N/A | N/A | TRUE | N/A | 0 | N/A | 0 | 0 | 0 | 0 | 0 | UNSET | N/A | N/A | FIXED | N/A | Downlights | UNSET | N/A | D5020210 | N/A | N/A | N/A | 0 | L1 | 0 | N/A | N/A | N/A | 0 | UNSET | UNSET | 0 | 0 | 0 | 0 | 0 | [9 empty] | N/A | Lighting - Fluorescent |  |  | 23.80.70.11.14.11 |  |  | B1 |  |  |  | 1291.669250 | Lighting - Dwelling Unit | 1 | L41C | 5 |  |  | 2900.000000 | 32 | [8 empty] | Metal - Paint Finish - Dark Gray, Matte | Glass - White, High Luminance | Metal - Chrome
1305 | 1D19 |  | 800541 | New Construction | N/A | [5 empty] | 103142 |  | 45969 |  | 43234 |  |  | Single Pole | 0 |  | 94969,94970,94971,94972,94973,94974,103554,103555,103556,103557,103558,103559 | 1LRV9a7_TAYg7FVXvT_M_u | 1 |  | M_Lighting Switches:Single Pole:Single Pole:800541 |  |  | N/A | 1305 | N/A |  | N/A | N/A | N/A | N/A | N/A |  | 120 V/1-0 VA | N/A | Linked Revit Model : Clinic_A.rvt |  |  |  | Level: Level 1 |  |  |  | 1.200000 |  | 0.000000 | [5 empty] | 1.200000 |  |  |  |  | N/A | UNSET | N/A | N/A | TRUE | N/A | 0 | N/A | 0 | 0 | 0 | 0 | 0 | UNSET | N/A | N/A | FIXED | N/A | Switches | UNSET | N/A |  | N/A | N/A | N/A | 0 | L1 | 0 | N/A | N/A | N/A | 0 | [16 empty] | N/A |  |  |  | 23.80.50.11.14 | [7 empty] | Other |  | L41C | 5 | [5 empty] | 1291.669250 | 0.000000
2045 | 1D19 |  | 917333 | New Construction | N/A | [5 empty] | 103142 |  | 46714 |  | 43943 |  |  | Standard | 0 |  | 99510,99511,99512,99513,99514,99515,103571,103572,103573,103574,103575 | 0Oe4W3Rwf1Dht7uPdCMVrY | 1 |  | M_Duplex Receptacle:Standard:Standard:917333 |  |  | N/A | 2045 | N/A |  | N/A | N/A | N/A | N/A | N/A |  | 120 V/1-180 VA | N/A | Linked Revit Model : Clinic_A.rvt | UNSET |  |  | Level: Level 1 |  |  |  | 0.500000 | [7 empty] | 0.460000 |  |  |  |  | N/A | UNSET | N/A | N/A | TRUE | N/A | 0 | N/A | 0 | 0 | 0 | 0 | 0 | UNSET | N/A | N/A | FIXED | N/A | Ground Fault Receptacles | UNSET | N/A |  | N/A | N/A | N/A | 0 | L1 | 0 | N/A | N/A | N/A | 0 | [16 empty] | N/A |  |  |  | 23.80.50.11.17 | [7 empty] | Receptacle |  | N21C1 | 14 | [5 empty] | 1291.669250 | 0.000000 | 471 | 1937.503875 | TRUE
2063 | 1D19 |  | 921057 | New Construction | N/A | [5 empty] | 103142 |  | 46732 |  | 43961 |  |  | Standard | 0 |  | 99618,99619,99620,99621,99622,99623,103571,103572,103573,103574,103575 | 0Oe4W3Rwf1Dht7uPdCMW$M | 1 |  | M_Duplex Receptacle:Standard:Standard:921057 |  |  | N/A | 2063 | N/A |  | N/A | N/A | N/A | N/A | N/A |  | 120 V/1-180 VA | N/A | Grid : 7 | UNSET |  |  | Level: Level 1 |  |  |  | 0.500000 | [7 empty] | 0.460000 |  |  |  |  | N/A | UNSET | N/A | N/A | TRUE | N/A | 0 | N/A | 0 | 0 | 0 | 0 | 0 | UNSET | N/A | N/A | FIXED | N/A | Ground Fault Receptacles | UNSET | N/A |  | N/A | N/A | N/A | 0 | L1 | 0 | N/A | N/A | N/A | 0 | [16 empty] | N/A |  |  |  | 23.80.50.11.17 | [7 empty] | Receptacle |  | N21C1 | 14 | [5 empty] | 1291.669250 | 0.000000 | 489 | 1937.503875 | TRUE
2064 | 1D19 |  | 922307 | New Construction | N/A | [5 empty] | 103142 |  | 46733 |  | 43962 |  |  | Standard | 0 |  | 99624,99625,99626,99627,99628,99629,103571,103572,103573,103574,103575 | 0Oe4W3Rwf1Dht7uPdCMX3q | 1 |  | M_Duplex Receptacle:Standard:Standard:922307 |  |  | N/A | 2064 | N/A |  | N/A | N/A | N/A | N/A | N/A |  | 120 V/1-180 VA | N/A | Linked Revit Model : Clinic_A.rvt | UNSET |  |  | Level: Level 1 |  |  |  | 0.500000 | [7 empty] | 0.460000 |  |  |  |  | N/A | UNSET | N/A | N/A | TRUE | N/A | 0 | N/A | 0 | 0 | 0 | 0 | 0 | UNSET | N/A | N/A | FIXED | N/A | Ground Fault Receptacles | UNSET | N/A |  | N/A | N/A | N/A | 0 | L1 | 0 | N/A | N/A | N/A | 0 | [16 empty] | N/A |  |  |  | 23.80.50.11.17 | [7 empty] | Receptacle |  | N21C1 | 14 | [5 empty] | 1291.669250 | 0.000000 | 490 | 1937.503875 | TRUE
428 | 1D20 | 0 | 739150 | New Construction | N/A |  | 0 |  | 0 |  | 103254 | Point+HemiSpherical | 45227 |  | 53098 | REF TYPE MARK | 0 | B1 - 0610x1219mm | 0 | 87215 | 89707,89708,89709,89710,89711,89712,89713,103561,103562,103563,103564,103565,103566,103567,103568,103569 | 2K_rhNuRTE1el3fJWhkg03 | 1 |  | M_Troffer Light - Parabolic Rectangular:B1 - 0610x1219mm:B1 - 0610x1219mm:739150 |  | NO | N/A | 428 | N/A | 16777215 | N/A | N/A | N/A | N/A | N/A |  | 120 V/1-80 VA | N/A | <not associated> | UNSET |  |  | Level: Level 1 | UNSET | F | 0 | 2.680000 |  | 861.112833 | 0 | 0.050000 |  |  |  | 1.200000 |  |  | T8, 1219mm, RAPID START, CRI=75 |  | N/A | UNSET | N/A | N/A | TRUE | N/A | 0 | N/A | 0 | 0 | 0 | 0 | 0 | UNSET | N/A | N/A | FIXED | N/A | Downlights | UNSET | N/A | D5020210 | N/A | N/A | N/A | 0 | L1 | 0 | N/A | N/A | N/A | 0 | UNSET | UNSET | 0 | 0 | 0 | 0 | 0 | [9 empty] | N/A | Lighting - Fluorescent |  |  | 23.80.70.11.14.11 |  |  | B1 |  |  |  | 1291.669250 | Lighting - Dwelling Unit | 1 | L41C | 5 |  |  | 2900.000000 | 32 | [8 empty] | Metal - Paint Finish - Dark Gray, Matte | Glass - White, High Luminance | Metal - Chrome
429 | 1D20 | 0 | 739158 | New Construction | N/A |  | 0 |  | 0 |  | 103254 | Point+HemiSpherical | 45228 |  | 53099 | REF TYPE MARK | 0 | B1 - 0610x1219mm | 0 | 87214 | 89714,89715,89716,89717,89718,89719,89720,103561,103562,103563,103564,103565,103566,103567,103568,103569 | 2K_rhNuRTE1el3fJWhkg0R | 1 |  | M_Troffer Light - Parabolic Rectangular:B1 - 0610x1219mm:B1 - 0610x1219mm:739158 |  | NO | N/A | 429 | N/A | 16777215 | N/A | N/A | N/A | N/A | N/A |  | 120 V/1-80 VA | N/A | <not associated> | UNSET |  |  | Level: Level 1 | UNSET | F | 0 | 2.680000 |  | 861.112833 | 0 | 0.050000 |  |  |  | 1.200000 |  |  | T8, 1219mm, RAPID START, CRI=75 |  | N/A | UNSET | N/A | N/A | TRUE | N/A | 0 | N/A | 0 | 0 | 0 | 0 | 0 | UNSET | N/A | N/A | FIXED | N/A | Downlights | UNSET | N/A | D5020210 | N/A | N/A | N/A | 0 | L1 | 0 | N/A | N/A | N/A | 0 | UNSET | UNSET | 0 | 0 | 0 | 0 | 0 | [9 empty] | N/A | Lighting - Fluorescent |  |  | 23.80.70.11.14.11 |  |  | B1 |  |  |  | 1291.669250 | Lighting - Dwelling Unit | 1 | L41C | 5 |  |  | 2900.000000 | 32 | [8 empty] | Metal - Paint Finish - Dark Gray, Matte | Glass - White, High Luminance | Metal - Chrome
1304 | 1D20 |  | 800467 | New Construction | N/A | [5 empty] | 103254 |  | 45968 |  | 43233 |  |  | Single Pole | 0 |  | 94963,94964,94965,94966,94967,94968,103554,103555,103556,103557,103558,103559 | 1LRV9a7_TAYg7FVXvT_Mvs | 1 |  | M_Lighting Switches:Single Pole:Single Pole:800467 |  |  | N/A | 1304 | N/A |  | N/A | N/A | N/A | N/A | N/A |  | 120 V/1-0 VA | N/A | Linked Revit Model : Clinic_A.rvt |  |  |  | Level: Level 1 |  |  |  | 1.200000 |  | 0.000000 | [5 empty] | 1.200000 |  |  |  |  | N/A | UNSET | N/A | N/A | TRUE | N/A | 0 | N/A | 0 | 0 | 0 | 0 | 0 | UNSET | N/A | N/A | FIXED | N/A | Switches | UNSET | N/A |  | N/A | N/A | N/A | 0 | L1 | 0 | N/A | N/A | N/A | 0 | [16 empty] | N/A |  |  |  | 23.80.50.11.14 | [7 empty] | Other |  | L41C | 5 | [5 empty] | 1291.669250 | 0.000000
1670 | 1D20 |  | 870910 | New Construction | N/A | [5 empty] | 103254 |  | 46329 |  | 43568 |  |  | Standard | 0 |  | 97190,97191,97192,97193,97194,97195,103571,103572,103573,103574,103575 | 0Oe4W3Rwf1Dht7uPdCMKl9 | 1 |  | M_Duplex Receptacle:Standard:Standard:870910 |  |  | N/A | 1670 | N/A |  | N/A | N/A | N/A | N/A | N/A |  | 120 V/1-180 VA | N/A | Linked Revit Model : Clinic_A.rvt | UNSET |  |  | Level: Level 1 |  |  |  | 0.500000 | [7 empty] | 0.460000 |  |  |  |  | N/A | UNSET | N/A | N/A | TRUE | N/A | 0 | N/A | 0 | 0 | 0 | 0 | 0 | UNSET | N/A | N/A | FIXED | N/A | Ground Fault Receptacles | UNSET | N/A |  | N/A | N/A | N/A | 0 | L1 | 0 | N/A | N/A | N/A | 0 | [16 empty] | N/A |  |  |  | 23.80.50.11.17 | [7 empty] | Receptacle |  | N21C1 | 19 | [5 empty] | 1291.669250 | 0.000000 | 96 | 1937.503875 | TRUE
1671 | 1D20 |  | 870975 | New Construction | N/A | [5 empty] | 103254 |  | 46330 |  | 43569 |  |  | Standard | 0 |  | 97196,97197,97198,97199,97200,97201,103571,103572,103573,103574,103575 | 0Oe4W3Rwf1Dht7uPdCMKW8 | 1 |  | M_Duplex Receptacle:Standard:Standard:870975 |  |  | N/A | 1671 | N/A |  | N/A | N/A | N/A | N/A | N/A |  | 120 V/1-180 VA | N/A | Linked Revit Model : Clinic_A.rvt | UNSET |  |  | Level: Level 1 |  |  |  | 0.500000 | [7 empty] | 0.460000 |  |  |  |  | N/A | UNSET | N/A | N/A | TRUE | N/A | 0 | N/A | 0 | 0 | 0 | 0 | 0 | UNSET | N/A | N/A | FIXED | N/A | Ground Fault Receptacles | UNSET | N/A |  | N/A | N/A | N/A | 0 | L1 | 0 | N/A | N/A | N/A | 0 | [16 empty] | N/A |  |  |  | 23.80.50.11.17 | [7 empty] | Receptacle |  | N21C1 | 19 | [5 empty] | 1291.669250 | 0.000000 | 97 | 1937.503875 | TRUE
2042 | 1D20 |  | 917203 | New Construction | N/A | [5 empty] | 103254 |  | 46711 |  | 43940 |  |  | Standard | 0 |  | 99492,99493,99494,99495,99496,99497,103571,103572,103573,103574,103575 | 0Oe4W3Rwf1Dht7uPdCMVpa | 1 |  | M_Duplex Receptacle:Standard:Standard:917203 |  |  | N/A | 2042 | N/A |  | N/A | N/A | N/A | N/A | N/A |  | 120 V/1-180 VA | N/A | Linked Revit Model : Clinic_A.rvt | UNSET |  |  | Level: Level 1 |  |  |  | 0.500000 | [7 empty] | 0.460000 |  |  |  |  | N/A | UNSET | N/A | N/A | TRUE | N/A | 0 | N/A | 0 | 0 | 0 | 0 | 0 | UNSET | N/A | N/A | FIXED | N/A | Ground Fault Receptacles | UNSET | N/A |  | N/A | N/A | N/A | 0 | L1 | 0 | N/A | N/A | N/A | 0 | [16 empty] | N/A |  |  |  | 23.80.50.11.17 | [7 empty] | Receptacle |  | N21C1 | 19 | [5 empty] | 1291.669250 | 0.000000 | 468 | 1937.503875 | TRUE
2044 | 1D20 |  | 917289 | New Construction | N/A | [5 empty] | 103254 |  | 46713 |  | 43942 |  |  | Standard | 0 |  | 99504,99505,99506,99507,99508,99509,103571,103572,103573,103574,103575 | 0Oe4W3Rwf1Dht7uPdCMVqU | 1 |  | M_Duplex Receptacle:Standard:Standard:917289 |  |  | N/A | 2044 | N/A |  | N/A | N/A | N/A | N/A | N/A |  | 120 V/1-180 VA | N/A | Linked Revit Model : Clinic_A.rvt | UNSET |  |  | Level: Level 1 |  |  |  | 0.500000 | [7 empty] | 0.460000 |  |  |  |  | N/A | UNSET | N/A | N/A | TRUE | N/A | 0 | N/A | 0 | 0 | 0 | 0 | 0 | UNSET | N/A | N/A | FIXED | N/A | Ground Fault Receptacles | UNSET | N/A |  | N/A | N/A | N/A | 0 | L1 | 0 | N/A | N/A | N/A | 0 | [16 empty] | N/A |  |  |  | 23.80.50.11.17 | [7 empty] | Receptacle |  | N21C1 | 19 | [5 empty] | 1291.669250 | 0.000000 | 470 | 1937.503875 | TRUE
424 | 1D21 | 0 | 739116 | New Construction | N/A |  | 0 |  | 0 |  | 103366 | Point+HemiSpherical | 45223 |  | 53094 | REF TYPE MARK | 0 | B1 - 0610x1219mm | 0 | 87219 | 89679,89680,89681,89682,89683,89684,89685,103561,103562,103563,103564,103565,103566,103567,103568,103569 | 2K_rhNuRTE1el3fJWhkg1X | 1 |  | M_Troffer Light - Parabolic Rectangular:B1 - 0610x1219mm:B1 - 0610x1219mm:739116 |  | NO | N/A | 424 | N/A | 16777215 | N/A | N/A | N/A | N/A | N/A |  | 120 V/1-80 VA | N/A | <not associated> | UNSET |  |  | Level: Level 1 | UNSET | F | 0 | 2.680000 |  | 861.112833 | 0 | 0.050000 |  |  |  | 1.200000 |  |  | T8, 1219mm, RAPID START, CRI=75 |  | N/A | UNSET | N/A | N/A | TRUE | N/A | 0 | N/A | 0 | 0 | 0 | 0 | 0 | UNSET | N/A | N/A | FIXED | N/A | Downlights | UNSET | N/A | D5020210 | N/A | N/A | N/A | 0 | L1 | 0 | N/A | N/A | N/A | 0 | UNSET | UNSET | 0 | 0 | 0 | 0 | 0 | [9 empty] | N/A | Lighting - Fluorescent |  |  | 23.80.70.11.14.11 |  |  | B1 |  |  |  | 1291.669250 | Lighting - Dwelling Unit | 1 | L41C | 5 |  |  | 2900.000000 | 32 | [8 empty] | Metal - Paint Finish - Dark Gray, Matte | Glass - White, High Luminance | Metal - Chrome
425 | 1D21 | 0 | 739124 | New Construction | N/A |  | 0 |  | 0 |  | 103366 | Point+HemiSpherical | 45224 |  | 53095 | REF TYPE MARK | 0 | B1 - 0610x1219mm | 0 | 87218 | 89686,89687,89688,89689,89690,89691,89692,103561,103562,103563,103564,103565,103566,103567,103568,103569 | 2K_rhNuRTE1el3fJWhkg1v | 1 |  | M_Troffer Light - Parabolic Rectangular:B1 - 0610x1219mm:B1 - 0610x1219mm:739124 |  | NO | N/A | 425 | N/A | 16777215 | N/A | N/A | N/A | N/A | N/A |  | 120 V/1-80 VA | N/A | <not associated> | UNSET |  |  | Level: Level 1 | UNSET | F | 0 | 2.680000 |  | 861.112833 | 0 | 0.050000 |  |  |  | 1.200000 |  |  | T8, 1219mm, RAPID START, CRI=75 |  | N/A | UNSET | N/A | N/A | TRUE | N/A | 0 | N/A | 0 | 0 | 0 | 0 | 0 | UNSET | N/A | N/A | FIXED | N/A | Downlights | UNSET | N/A | D5020210 | N/A | N/A | N/A | 0 | L1 | 0 | N/A | N/A | N/A | 0 | UNSET | UNSET | 0 | 0 | 0 | 0 | 0 | [9 empty] | N/A | Lighting - Fluorescent |  |  | 23.80.70.11.14.11 |  |  | B1 |  |  |  | 1291.669250 | Lighting - Dwelling Unit | 1 | L41C | 5 |  |  | 2900.000000 | 32 | [8 empty] | Metal - Paint Finish - Dark Gray, Matte | Glass - White, High Luminance | Metal - Chrome
426 | 1D21 | 0 | 739132 | New Construction | N/A |  | 0 |  | 0 |  | 103366 | Point+HemiSpherical | 45225 |  | 53096 | REF TYPE MARK | 0 | B1 - 0610x1219mm | 0 | 87217 | 89693,89694,89695,89696,89697,89698,89699,103561,103562,103563,103564,103565,103566,103567,103568,103569 | 2K_rhNuRTE1el3fJWhkg1n | 1 |  | M_Troffer Light - Parabolic Rectangular:B1 - 0610x1219mm:B1 - 0610x1219mm:739132 |  | NO | N/A | 426 | N/A | 16777215 | N/A | N/A | N/A | N/A | N/A |  | 120 V/1-80 VA | N/A | <not associated> | UNSET |  |  | Level: Level 1 | UNSET | F | 0 | 2.680000 |  | 861.112833 | 0 | 0.050000 |  |  |  | 1.200000 |  |  | T8, 1219mm, RAPID START, CRI=75 |  | N/A | UNSET | N/A | N/A | TRUE | N/A | 0 | N/A | 0 | 0 | 0 | 0 | 0 | UNSET | N/A | N/A | FIXED | N/A | Downlights | UNSET | N/A | D5020210 | N/A | N/A | N/A | 0 | L1 | 0 | N/A | N/A | N/A | 0 | UNSET | UNSET | 0 | 0 | 0 | 0 | 0 | [9 empty] | N/A | Lighting - Fluorescent |  |  | 23.80.70.11.14.11 |  |  | B1 |  |  |  | 1291.669250 | Lighting - Dwelling Unit | 1 | L41C | 5 |  |  | 2900.000000 | 32 | [8 empty] | Metal - Paint Finish - Dark Gray, Matte | Glass - White, High Luminance | Metal - Chrome
427 | 1D21 | 0 | 739140 | New Construction | N/A |  | 0 |  | 0 |  | 103366 | Point+HemiSpherical | 45226 |  | 53097 | REF TYPE MARK | 0 | B1 - 0610x1219mm | 0 | 87216 | 89700,89701,89702,89703,89704,89705,89706,103561,103562,103563,103564,103565,103566,103567,103568,103569 | 2K_rhNuRTE1el3fJWhkg09 | 1 |  | M_Troffer Light - Parabolic Rectangular:B1 - 0610x1219mm:B1 - 0610x1219mm:739140 |  | NO | N/A | 427 | N/A | 16777215 | N/A | N/A | N/A | N/A | N/A |  | 120 V/1-80 VA | N/A | <not associated> | UNSET |  |  | Level: Level 1 | UNSET | F | 0 | 2.680000 |  | 861.112833 | 0 | 0.050000 |  |  |  | 1.200000 |  |  | T8, 1219mm, RAPID START, CRI=75 |  | N/A | UNSET | N/A | N/A | TRUE | N/A | 0 | N/A | 0 | 0 | 0 | 0 | 0 | UNSET | N/A | N/A | FIXED | N/A | Downlights | UNSET | N/A | D5020210 | N/A | N/A | N/A | 0 | L1 | 0 | N/A | N/A | N/A | 0 | UNSET | UNSET | 0 | 0 | 0 | 0 | 0 | [9 empty] | N/A | Lighting - Fluorescent |  |  | 23.80.70.11.14.11 |  |  | B1 |  |  |  | 1291.669250 | Lighting - Dwelling Unit | 1 | L41C | 5 |  |  | 2900.000000 | 32 | [8 empty] | Metal - Paint Finish - Dark Gray, Matte | Glass - White, High Luminance | Metal - Chrome
1303 | 1D21 |  | 800165 | New Construction | N/A | [5 empty] | 103366 |  | 45967 |  | 43232 |  |  | Single Pole | 0 |  | 94957,94958,94959,94960,94961,94962,103554,103555,103556,103557,103558,103559 | 1LRV9a7_TAYg7FVXvT_Mq0 | 1 |  | M_Lighting Switches:Single Pole:Single Pole:800165 |  |  | N/A | 1303 | N/A |  | N/A | N/A | N/A | N/A | N/A |  | 120 V/1-0 VA | N/A | Linked Revit Model : Clinic_A.rvt |  |  |  | Level: Level 1 |  |  |  | 1.200000 |  | 0.000000 | [5 empty] | 1.200000 |  |  |  |  | N/A | UNSET | N/A | N/A | TRUE | N/A | 0 | N/A | 0 | 0 | 0 | 0 | 0 | UNSET | N/A | N/A | FIXED | N/A | Switches | UNSET | N/A |  | N/A | N/A | N/A | 0 | L1 | 0 | N/A | N/A | N/A | 0 | [16 empty] | N/A |  |  |  | 23.80.50.11.14 | [7 empty] | Other |  | L41C | 5 | [5 empty] | 1291.669250 | 0.000000
1672 | 1D21 |  | 871038 | New Construction | N/A | [5 empty] | 103366 |  | 46331 |  | 43570 |  |  | Standard | 0 |  | 97202,97203,97204,97205,97206,97207,103571,103572,103573,103574,103575 | 0Oe4W3Rwf1Dht7uPdCMKX9 | 1 |  | M_Duplex Receptacle:Standard:Standard:871038 |  |  | N/A | 1672 | N/A |  | N/A | N/A | N/A | N/A | N/A |  | 120 V/1-180 VA | N/A | Linked Revit Model : Clinic_A.rvt | UNSET |  |  | Level: Level 1 |  |  |  | 0.500000 | [7 empty] | 0.460000 |  |  |  |  | N/A | UNSET | N/A | N/A | TRUE | N/A | 0 | N/A | 0 | 0 | 0 | 0 | 0 | UNSET | N/A | N/A | FIXED | N/A | Ground Fault Receptacles | UNSET | N/A |  | N/A | N/A | N/A | 0 | L1 | 0 | N/A | N/A | N/A | 0 | [16 empty] | N/A |  |  |  | 23.80.50.11.17 | [7 empty] | Receptacle |  | N21C1 | 20 | [5 empty] | 1291.669250 | 0.000000 | 98 | 1937.503875 | TRUE
1673 | 1D21 |  | 871112 | New Construction | N/A | [5 empty] | 103366 |  | 46332 |  | 43571 |  |  | Standard | 0 |  | 97208,97209,97210,97211,97212,97213,103571,103572,103573,103574,103575 | 0Oe4W3Rwf1Dht7uPdCMKZ$ | 1 |  | M_Duplex Receptacle:Standard:Standard:871112 |  |  | N/A | 1673 | N/A |  | N/A | N/A | N/A | N/A | N/A |  | 120 V/1-180 VA | N/A | Linked Revit Model : Clinic_A.rvt | UNSET |  |  | Level: Level 1 |  |  |  | 0.500000 | [7 empty] | 0.460000 |  |  |  |  | N/A | UNSET | N/A | N/A | TRUE | N/A | 0 | N/A | 0 | 0 | 0 | 0 | 0 | UNSET | N/A | N/A | FIXED | N/A | Ground Fault Receptacles | UNSET | N/A |  | N/A | N/A | N/A | 0 | L1 | 0 | N/A | N/A | N/A | 0 | [16 empty] | N/A |  |  |  | 23.80.50.11.17 | [7 empty] | Receptacle |  | N21C1 | 21 | [5 empty] | 1291.669250 | 0.000000 | 99 | 1937.503875 | TRUE
2043 | 1D21 |  | 917246 | New Construction | N/A | [5 empty] | 103366 |  | 46712 |  | 43941 |  |  | Standard | 0 |  | 99498,99499,99500,99501,99502,99503,103571,103572,103573,103574,103575 | 0Oe4W3Rwf1Dht7uPdCMVp9 | 1 |  | M_Duplex Receptacle:Standard:Standard:917246 |  |  | N/A | 2043 | N/A |  | N/A | N/A | N/A | N/A | N/A |  | 120 V/1-180 VA | N/A | Linked Revit Model : Clinic_A.rvt | UNSET |  |  | Level: Level 1 |  |  |  | 0.500000 | [7 empty] | 0.460000 |  |  |  |  | N/A | UNSET | N/A | N/A | TRUE | N/A | 0 | N/A | 0 | 0 | 0 | 0 | 0 | UNSET | N/A | N/A | FIXED | N/A | Ground Fault Receptacles | UNSET | N/A |  | N/A | N/A | N/A | 0 | L1 | 0 | N/A | N/A | N/A | 0 | [16 empty] | N/A |  |  |  | 23.80.50.11.17 | [7 empty] | Receptacle |  | N21C1 | 20 | [5 empty] | 1291.669250 | 0.000000 | 469 | 1937.503875 | TRUE
2046 | 1D21 |  | 917377 | New Construction | N/A | [5 empty] | 103366 |  | 46715 |  | 43944 |  |  | Standard | 0 |  | 99516,99517,99518,99519,99520,99521,103571,103572,103573,103574,103575 | 0Oe4W3Rwf1Dht7uPdCMVss | 1 |  | M_Duplex Receptacle:Standard:Standard:917377 |  |  | N/A | 2046 | N/A |  | N/A | N/A | N/A | N/A | N/A |  | 120 V/1-180 VA | N/A | Linked Revit Model : Clinic_A.rvt | UNSET |  |  | Level: Level 1 |  |  |  | 0.500000 | [7 empty] | 0.460000 |  |  |  |  | N/A | UNSET | N/A | N/A | TRUE | N/A | 0 | N/A | 0 | 0 | 0 | 0 | 0 | UNSET | N/A | N/A | FIXED | N/A | Ground Fault Receptacles | UNSET | N/A |  | N/A | N/A | N/A | 0 | L1 | 0 | N/A | N/A | N/A | 0 | [16 empty] | N/A |  |  |  | 23.80.50.11.17 | [7 empty] | Receptacle |  | N21C1 | 21 | [5 empty] | 1291.669250 | 0.000000 | 472 | 1937.503875 | TRUE
2047 | 1D21 |  | 917430 | New Construction | N/A | [5 empty] | 103366 |  | 46716 |  | 43945 |  |  | Standard | 0 |  | 99522,99523,99524,99525,99526,99527,103571,103572,103573,103574,103575 | 0Oe4W3Rwf1Dht7uPdCMVs1 | 1 |  | M_Duplex Receptacle:Standard:Standard:917430 |  |  | N/A | 2047 | N/A |  | N/A | N/A | N/A | N/A | N/A |  | 120 V/1-180 VA | N/A | Linked Revit Model : Clinic_A.rvt | UNSET |  |  | Level: Level 1 |  |  |  | 0.500000 | [7 empty] | 0.460000 |  |  |  |  | N/A | UNSET | N/A | N/A | TRUE | N/A | 0 | N/A | 0 | 0 | 0 | 0 | 0 | UNSET | N/A | N/A | FIXED | N/A | Ground Fault Receptacles | UNSET | N/A |  | N/A | N/A | N/A | 0 | L1 | 0 | N/A | N/A | N/A | 0 | [16 empty] | N/A |  |  |  | 23.80.50.11.17 | [7 empty] | Receptacle |  | N21C1 | 21 | [5 empty] | 1291.669250 | 0.000000 | 473 | 1937.503875 | TRUE
2048 | 1D21 |  | 917473 | New Construction | N/A | [5 empty] | 103366 |  | 46717 |  | 43946 |  |  | Standard | 0 |  | 99528,99529,99530,99531,99532,99533,103571,103572,103573,103574,103575 | 0Oe4W3Rwf1Dht7uPdCMVtM | 1 |  | M_Duplex Receptacle:Standard:Standard:917473 |  |  | N/A | 2048 | N/A |  | N/A | N/A | N/A | N/A | N/A |  | 120 V/1-180 VA | N/A | Linked Revit Model : Clinic_A.rvt | UNSET |  |  | Level: Level 1 |  |  |  | 0.500000 | [7 empty] | 0.460000 |  |  |  |  | N/A | UNSET | N/A | N/A | TRUE | N/A | 0 | N/A | 0 | 0 | 0 | 0 | 0 | UNSET | N/A | N/A | FIXED | N/A | Ground Fault Receptacles | UNSET | N/A |  | N/A | N/A | N/A | 0 | L1 | 0 | N/A | N/A | N/A | 0 | [16 empty] | N/A |  |  |  | 23.80.50.11.17 | [7 empty] | Receptacle |  | N21C1 | 20 | [5 empty] | 1291.669250 | 0.000000 | 474 | 1937.503875 | TRUE
421 | 1D22 | 0 | 739090 | New Construction | N/A |  | 0 |  | 0 |  | 103412 | Point+HemiSpherical | 45220 |  | 53091 | REF TYPE MARK | 0 | B1 - 0610x1219mm | 0 | 87222 | 89658,89659,89660,89661,89662,89663,89664,103561,103562,103563,103564,103565,103566,103567,103568,103569 | 2K_rhNuRTE1el3fJWhkg1V | 1 |  | M_Troffer Light - Parabolic Rectangular:B1 - 0610x1219mm:B1 - 0610x1219mm:739090 |  | NO | N/A | 421 | N/A | 16777215 | N/A | N/A | N/A | N/A | N/A |  | 120 V/1-80 VA | N/A | <not associated> | UNSET |  |  | Level: Level 1 | UNSET | F | 0 | 2.680000 |  | 861.112833 | 0 | 0.050000 |  |  |  | 1.200000 |  |  | T8, 1219mm, RAPID START, CRI=75 |  | N/A | UNSET | N/A | N/A | TRUE | N/A | 0 | N/A | 0 | 0 | 0 | 0 | 0 | UNSET | N/A | N/A | FIXED | N/A | Downlights | UNSET | N/A | D5020210 | N/A | N/A | N/A | 0 | L1 | 0 | N/A | N/A | N/A | 0 | UNSET | UNSET | 0 | 0 | 0 | 0 | 0 | [9 empty] | N/A | Lighting - Fluorescent |  |  | 23.80.70.11.14.11 |  |  | B1 |  |  |  | 1291.669250 | Lighting - Dwelling Unit | 1 | L41C | 5 |  |  | 2900.000000 | 32 | [8 empty] | Metal - Paint Finish - Dark Gray, Matte | Glass - White, High Luminance | Metal - Chrome
422 | 1D22 | 0 | 739098 | New Construction | N/A |  | 0 |  | 0 |  | 103412 | Point+HemiSpherical | 45221 |  | 53092 | REF TYPE MARK | 0 | B1B - 0610x1219mm | 0 | 87221 | 89665,89666,89667,89668,89669,89670,89671,103443,103444,103445,103446,103447,103448,103449,103450,103452 | 2K_rhNuRTE1el3fJWhkg1N | 1 |  | M_Troffer Light - Parabolic Rectangular:B1B - 0610x1219mm:B1B - 0610x1219mm:739098 |  | YES | N/A | 422 | N/A | 16777215 | N/A | N/A | N/A | N/A | N/A |  | 120 V/1-80 VA | N/A | <not associated> | UNSET |  |  | Level: Level 1 | UNSET | F | 0 | 2.680000 |  | 861.112833 | 0 | 0.050000 |  |  |  | 1.200000 |  |  | T8, 1219mm, RAPID START, CRI=75 |  | N/A | UNSET | N/A | N/A | TRUE | N/A | 0 | N/A | 0 | 0 | 0 | 0 | 0 | UNSET | N/A | N/A | FIXED | N/A | Downlights | UNSET | N/A | D5020210 | N/A | N/A | N/A | 0 | L1 | 0 | N/A | N/A | N/A | 0 | UNSET | UNSET | 0 | 0 | 0 | 0 | 0 | [9 empty] | N/A | Lighting - Fluorescent |  |  | 23.80.70.11.14.11 |  |  | B1B |  |  |  | 1291.669250 | Lighting - Dwelling Unit | 1 | L41C | 5 |  |  | 2900.000000 | 32 | [8 empty] | Metal - Paint Finish - Dark Gray, Matte | Glass - White, High Luminance | Metal - Chrome
423 | 1D22 | 0 | 739108 | New Construction | N/A |  | 0 |  | 0 |  | 103412 | Point+HemiSpherical | 45222 |  | 53093 | REF TYPE MARK | 0 | B1 - 0610x1219mm | 0 | 87220 | 89672,89673,89674,89675,89676,89677,89678,103561,103562,103563,103564,103565,103566,103567,103568,103569 | 2K_rhNuRTE1el3fJWhkg1f | 1 |  | M_Troffer Light - Parabolic Rectangular:B1 - 0610x1219mm:B1 - 0610x1219mm:739108 |  | NO | N/A | 423 | N/A | 16777215 | N/A | N/A | N/A | N/A | N/A |  | 120 V/1-80 VA | N/A | <not associated> | UNSET |  |  | Level: Level 1 | UNSET | F | 0 | 2.680000 |  | 861.112833 | 0 | 0.050000 |  |  |  | 1.200000 |  |  | T8, 1219mm, RAPID START, CRI=75 |  | N/A | UNSET | N/A | N/A | TRUE | N/A | 0 | N/A | 0 | 0 | 0 | 0 | 0 | UNSET | N/A | N/A | FIXED | N/A | Downlights | UNSET | N/A | D5020210 | N/A | N/A | N/A | 0 | L1 | 0 | N/A | N/A | N/A | 0 | UNSET | UNSET | 0 | 0 | 0 | 0 | 0 | [9 empty] | N/A | Lighting - Fluorescent |  |  | 23.80.70.11.14.11 |  |  | B1 |  |  |  | 1291.669250 | Lighting - Dwelling Unit | 1 | L41C | 5 |  |  | 2900.000000 | 32 | [8 empty] | Metal - Paint Finish - Dark Gray, Matte | Glass - White, High Luminance | Metal - Chrome
1074 | 1D22 | 0 | 747509 | New Construction | N/A |  | 0 |  | 0 |  | 103412 | Point+HemiSpherical | 45525 |  | 53396 | REF TYPE MARK | 0 | SB - 102mm Diameter | 0 |  | 91854,91855,91856,91857,91858,91859,91860,103525,103526,103527,103528,103529,103530,103531,103532 | 1MPejKGxvAxOPe64yBS01r | 1 |  | M_Downlight - Recessed Can:SB - 102mm Diameter:SB - 102mm Diameter:747509 |  | NO | N/A | 1074 | N/A | 16777215 | N/A | N/A | N/A | N/A | N/A |  | 120 V/1-100 VA | N/A | Linked Revit Model : Clinic_A.rvt | UNSET |  |  | Level: Level 1 | UNSET | F | 0 | 2.680000 |  | 1076.391042 | 0 | 0.050000 |  |  |  | 1.200000 |  |  | T4, QUAD TUBE, CRI=82 |  | N/A | UNSET | N/A | N/A | TRUE | N/A | 0 | N/A | 0 | 0 | 0 | 0 | 0 | UNSET | N/A | N/A | FIXED | N/A | Downlights | UNSET | N/A | D5020220 | N/A | N/A | N/A | 0 | L1 | 0 | N/A | N/A | N/A | 0 | UNSET | UNSET | 0 | 0 | 0 | 0 | 0 | [9 empty] | N/A | Lighting - Incandescent |  |  | 23.80.70.11.14.11 |  |  | SB |  |  | 0.100000 | 1291.669250 | Lighting - Dwelling Unit | 1 | L41C | 5 | 0.200000 | 0.200000 | 1200.000000 | 18 | 0.087300
1075 | 1D22 | 0 | 747543 | New Construction | N/A |  | 0 |  | 0 |  | 103412 | Point+HemiSpherical | 45526 |  | 53397 | REF TYPE MARK | 0 | SB - 102mm Diameter | 0 |  | 91861,91862,91863,91864,91865,91866,91867,103525,103526,103527,103528,103529,103530,103531,103532 | 1MPejKGxvAxOPe64yBS0_N | 1 |  | M_Downlight - Recessed Can:SB - 102mm Diameter:SB - 102mm Diameter:747543 |  | NO | N/A | 1075 | N/A | 16777215 | N/A | N/A | N/A | N/A | N/A |  | 120 V/1-100 VA | N/A | Linked Revit Model : Clinic_A.rvt | UNSET |  |  | Level: Level 1 | UNSET | F | 0 | 2.680000 |  | 1076.391042 | 0 | 0.050000 |  |  |  | 1.200000 |  |  | T4, QUAD TUBE, CRI=82 |  | N/A | UNSET | N/A | N/A | TRUE | N/A | 0 | N/A | 0 | 0 | 0 | 0 | 0 | UNSET | N/A | N/A | FIXED | N/A | Downlights | UNSET | N/A | D5020220 | N/A | N/A | N/A | 0 | L1 | 0 | N/A | N/A | N/A | 0 | UNSET | UNSET | 0 | 0 | 0 | 0 | 0 | [9 empty] | N/A | Lighting - Incandescent |  |  | 23.80.70.11.14.11 |  |  | SB |  |  | 0.100000 | 1291.669250 | Lighting - Dwelling Unit | 1 | L41C | 5 | 0.200000 | 0.200000 | 1200.000000 | 18 | 0.087300
1351 | 1D22 |  | 810587 | New Construction | N/A | [5 empty] | 103412 |  | 46020 |  | 43281 |  |  | Single Pole | 0 |  | 95273,95274,95275,95276,95277,95278,103554,103555,103556,103557,103558,103559 | 27hb3WYkv0ex4q4a4cSxOn | 1 |  | M_Lighting Switches:Single Pole:Single Pole:810587 |  |  | N/A | 1351 | N/A |  | N/A | N/A | N/A | N/A | N/A |  | 120 V/1-0 VA | N/A | Linked Revit Model : Clinic_A.rvt |  |  |  | Level: Level 1 |  |  |  | 1.200000 |  | 0.000000 | [5 empty] | 1.200000 |  |  |  |  | N/A | UNSET | N/A | N/A | TRUE | N/A | 0 | N/A | 0 | 0 | 0 | 0 | 0 | UNSET | N/A | N/A | FIXED | N/A | Switches | UNSET | N/A |  | N/A | N/A | N/A | 0 | L1 | 0 | N/A | N/A | N/A | 0 | [16 empty] | N/A |  |  |  | 23.80.50.11.14 | [7 empty] | Other |  | L41C | 5 | [5 empty] | 1291.669250 | 0.000000
1352 | 1D22 |  | 810640 | New Construction | N/A | [5 empty] | 103412 |  | 46021 |  | 43282 |  |  | Single Pole | 0 |  | 95279,95280,95281,95282,95283,95284,103554,103555,103556,103557,103558,103559 | 27hb3WYkv0ex4q4a4cSxRw | 1 |  | M_Lighting Switches:Single Pole:Single Pole:810640 |  |  | N/A | 1352 | N/A |  | N/A | N/A | N/A | N/A | N/A |  | 120 V/1-0 VA | N/A | Linked Revit Model : Clinic_A.rvt |  |  |  | Level: Level 1 |  |  |  | 1.200000 |  | 0.000000 | [5 empty] | 1.200000 |  |  |  |  | N/A | UNSET | N/A | N/A | TRUE | N/A | 0 | N/A | 0 | 0 | 0 | 0 | 0 | UNSET | N/A | N/A | FIXED | N/A | Switches | UNSET | N/A |  | N/A | N/A | N/A | 0 | L1 | 0 | N/A | N/A | N/A | 0 | [16 empty] | N/A |  |  |  | 23.80.50.11.14 | [7 empty] | Other |  | L41C | 5 | [5 empty] | 1291.669250 | 0.000000
2030 | 1D22 |  | 914439 | New Construction | N/A | [5 empty] | 103412 |  | 46699 |  | 43928 |  |  | Standard | 0 |  | 99420,99421,99422,99423,99424,99425,103571,103572,103573,103574,103575 | 0Oe4W3Rwf1Dht7uPdCMVOm | 1 |  | M_Duplex Receptacle:Standard:Standard:914439 |  |  | N/A | 2030 | N/A |  | N/A | N/A | N/A | N/A | N/A |  | 120 V/1-180 VA | N/A | Linked Revit Model : Clinic_A.rvt | UNSET |  |  | Level: Level 1 |  |  |  | 0.500000 | [7 empty] | 0.460000 |  |  |  |  | N/A | UNSET | N/A | N/A | TRUE | N/A | 0 | N/A | 0 | 0 | 0 | 0 | 0 | UNSET | N/A | N/A | FIXED | N/A | Ground Fault Receptacles | UNSET | N/A |  | N/A | N/A | N/A | 0 | L1 | 0 | N/A | N/A | N/A | 0 | [16 empty] | N/A |  |  |  | 23.80.50.11.17 | [7 empty] | Receptacle |  | N21E1 | 15 | [5 empty] | 1291.669250 | 0.000000 | 456 | 1937.503875 | TRUE
2031 | 1D22 |  | 915083 | New Construction | N/A | [5 empty] | 103412 |  | 46700 |  | 43929 |  |  | Standard | 0 |  | 99426,99427,99428,99429,99430,99431,103571,103572,103573,103574,103575 | 0Oe4W3Rwf1Dht7uPdCMVIy | 1 |  | M_Duplex Receptacle:Standard:Standard:915083 |  |  | N/A | 2031 | N/A |  | N/A | N/A | N/A | N/A | N/A |  | 120 V/1-180 VA | N/A | <not associated> | UNSET |  |  | Level: Level 1 |  |  |  | 0.500000 | [7 empty] | 0.460000 |  |  |  |  | N/A | UNSET | N/A | N/A | TRUE | N/A | 0 | N/A | 0 | 0 | 0 | 0 | 0 | UNSET | N/A | N/A | FIXED | N/A | Ground Fault Receptacles | UNSET | N/A |  | N/A | N/A | N/A | 0 | L1 | 0 | N/A | N/A | N/A | 0 | [16 empty] | N/A |  |  |  | 23.80.50.11.17 | [7 empty] | Receptacle |  | N21E1 | 15 | [5 empty] | 1291.669250 | 0.000000 | 457 | 1937.503875 | TRUE
2032 | 1D22 |  | 915487 | New Construction | N/A | [5 empty] | 103412 |  | 46701 |  | 43930 |  |  | Standard | 0 |  | 99432,99433,99434,99435,99436,99437,103571,103572,103573,103574,103575 | 0Oe4W3Rwf1Dht7uPdCMVee | 1 |  | M_Duplex Receptacle:Standard:Standard:915487 |  |  | N/A | 2032 | N/A |  | N/A | N/A | N/A | N/A | N/A |  | 120 V/1-180 VA | N/A | M_Lighting Switches : Single Pole | UNSET |  |  | Level: Level 1 |  |  |  | 0.500000 | [7 empty] | 0.460000 |  |  |  |  | N/A | UNSET | N/A | N/A | TRUE | N/A | 0 | N/A | 0 | 0 | 0 | 0 | 0 | UNSET | N/A | N/A | FIXED | N/A | Ground Fault Receptacles | UNSET | N/A |  | N/A | N/A | N/A | 0 | L1 | 0 | N/A | N/A | N/A | 0 | [16 empty] | N/A |  |  |  | 23.80.50.11.17 | [7 empty] | Receptacle |  | N21E1 | 19 | [5 empty] | 1291.669250 | 0.000000 | 458 | 1937.503875 | TRUE
2035 | 1D22 |  | 916357 | New Construction | N/A | [5 empty] | 103412 |  | 46704 |  | 43933 |  |  | Standard | 0 |  | 99450,99451,99452,99453,99454,99455,103571,103572,103573,103574,103575 | 0Oe4W3Rwf1Dht7uPdCMVco | 1 |  | M_Duplex Receptacle:Standard:Standard:916357 |  |  | N/A | 2035 | N/A |  | N/A | N/A | N/A | N/A | N/A |  | 120 V/1-180 VA | N/A | Linked Revit Model : Clinic_A.rvt | UNSET |  |  | Level: Level 1 |  |  |  | 0.500000 | [7 empty] | 0.460000 |  |  |  |  | N/A | UNSET | N/A | N/A | TRUE | N/A | 0 | N/A | 0 | 0 | 0 | 0 | 0 | UNSET | N/A | N/A | FIXED | N/A | Ground Fault Receptacles | UNSET | N/A |  | N/A | N/A | N/A | 0 | L1 | 0 | N/A | N/A | N/A | 0 | [16 empty] | N/A |  |  |  | 23.80.50.11.17 | [7 empty] | Receptacle |  | N21E1 | 19 | [5 empty] | 1291.669250 | 0.000000 | 461 | 1937.503875 | TRUE
2036 | 1D22 |  | 916503 | New Construction | N/A | [5 empty] | 103412 |  | 46705 |  | 43934 |  |  | Standard | 0 |  | 99456,99457,99458,99459,99460,99461,103571,103572,103573,103574,103575 | 0Oe4W3Rwf1Dht7uPdCMVuW | 1 |  | M_Duplex Receptacle:Standard:Standard:916503 |  |  | N/A | 2036 | N/A |  | N/A | N/A | N/A | N/A | N/A |  | 120 V/1-180 VA | N/A | Linked Revit Model : Clinic_A.rvt | UNSET |  |  | Level: Level 1 |  |  |  | 0.500000 | [7 empty] | 0.460000 |  |  |  |  | N/A | UNSET | N/A | N/A | TRUE | N/A | 0 | N/A | 0 | 0 | 0 | 0 | 0 | UNSET | N/A | N/A | FIXED | N/A | Ground Fault Receptacles | UNSET | N/A |  | N/A | N/A | N/A | 0 | L1 | 0 | N/A | N/A | N/A | 0 | [16 empty] | N/A |  |  |  | 23.80.50.11.17 | [7 empty] | Receptacle |  | N21E1 | 18 | [5 empty] | 1291.669250 | 0.000000 | 462 | 1937.503875 | TRUE
2037 | 1D22 |  | 916534 | New Construction | N/A | [5 empty] | 103412 |  | 46706 |  | 43935 |  |  | Standard | 0 |  | 99462,99463,99464,99465,99466,99467,103571,103572,103573,103574,103575 | 0Oe4W3Rwf1Dht7uPdCMVu1 | 1 |  | M_Duplex Receptacle:Standard:Standard:916534 |  |  | N/A | 2037 | N/A |  | N/A | N/A | N/A | N/A | N/A |  | 120 V/1-180 VA | N/A | Linked Revit Model : Clinic_A.rvt | UNSET |  |  | Level: Level 1 |  |  |  | 0.500000 | [7 empty] | 0.460000 |  |  |  |  | N/A | UNSET | N/A | N/A | TRUE | N/A | 0 | N/A | 0 | 0 | 0 | 0 | 0 | UNSET | N/A | N/A | FIXED | N/A | Ground Fault Receptacles | UNSET | N/A |  | N/A | N/A | N/A | 0 | L1 | 0 | N/A | N/A | N/A | 0 | [16 empty] | N/A |  |  |  | 23.80.50.11.17 | [7 empty] | Receptacle |  | N21E1 | 16 | [5 empty] | 1291.669250 | 0.000000 | 463 | 1937.503875 | TRUE
2038 | 1D22 |  | 916580 | New Construction | N/A | [5 empty] | 103412 |  | 46707 |  | 43936 |  |  | Standard | 0 |  | 99468,99469,99470,99471,99472,99473,103571,103572,103573,103574,103575 | 0Oe4W3Rwf1Dht7uPdCMVvJ | 1 |  | M_Duplex Receptacle:Standard:Standard:916580 |  |  | N/A | 2038 | N/A |  | N/A | N/A | N/A | N/A | N/A |  | 120 V/1-180 VA | N/A | Linked Revit Model : Clinic_A.rvt | UNSET |  |  | Level: Level 1 |  |  |  | 0.500000 | [7 empty] | 0.460000 |  |  |  |  | N/A | UNSET | N/A | N/A | TRUE | N/A | 0 | N/A | 0 | 0 | 0 | 0 | 0 | UNSET | N/A | N/A | FIXED | N/A | Ground Fault Receptacles | UNSET | N/A |  | N/A | N/A | N/A | 0 | L1 | 0 | N/A | N/A | N/A | 0 | [16 empty] | N/A |  |  |  | 23.80.50.11.17 | [7 empty] | Receptacle |  | N21E1 | 17 | [5 empty] | 1291.669250 | 0.000000 | 464 | 1937.503875 | TRUE
2039 | 1D22 |  | 916748 | New Construction | N/A | [5 empty] | 103412 |  | 46708 |  | 43937 |  |  | Standard | 0 |  | 99474,99475,99476,99477,99478,99479,103571,103572,103573,103574,103575 | 0Oe4W3Rwf1Dht7uPdCMVyx | 1 |  | M_Duplex Receptacle:Standard:Standard:916748 |  |  | N/A | 2039 | N/A |  | N/A | N/A | N/A | N/A | N/A |  | 120 V/1-180 VA | N/A | Linked Revit Model : Clinic_A.rvt | UNSET |  |  | Level: Level 1 |  |  |  | 0.500000 | [7 empty] | 0.460000 |  |  |  |  | N/A | UNSET | N/A | N/A | TRUE | N/A | 0 | N/A | 0 | 0 | 0 | 0 | 0 | UNSET | N/A | N/A | FIXED | N/A | Ground Fault Receptacles | UNSET | N/A |  | N/A | N/A | N/A | 0 | L1 | 0 | N/A | N/A | N/A | 0 | [16 empty] | N/A |  |  |  | 23.80.50.11.17 | [7 empty] | Receptacle |  | N21E1 | 15 | [5 empty] | 1291.669250 | 0.000000 | 465 | 1937.503875 | TRUE
2040 | 1D22 |  | 916970 | New Construction | N/A | [5 empty] | 103412 |  | 46709 |  | 43938 |  |  | Standard | 0 |  | 99480,99481,99482,99483,99484,99485,103571,103572,103573,103574,103575 | 0Oe4W3Rwf1Dht7uPdCMV$T | 1 |  | M_Duplex Receptacle:Standard:Standard:916970 |  |  | N/A | 2040 | N/A |  | N/A | N/A | N/A | N/A | N/A |  | 120 V/1-180 VA | N/A | Grid : D.9 | UNSET |  |  | Level: Level 1 |  |  |  | 0.500000 | [7 empty] | 0.460000 |  |  |  |  | N/A | UNSET | N/A | N/A | TRUE | N/A | 0 | N/A | 0 | 0 | 0 | 0 | 0 | UNSET | N/A | N/A | FIXED | N/A | Ground Fault Receptacles | UNSET | N/A |  | N/A | N/A | N/A | 0 | L1 | 0 | N/A | N/A | N/A | 0 | [16 empty] | N/A |  |  |  | 23.80.50.11.17 | [7 empty] | Receptacle |  | N21E1 | 15 | [5 empty] | 1291.669250 | 0.000000 | 466 | 1937.503875 | TRUE
414 | 1D23 | 0 | 738999 | New Construction | N/A |  | 0 |  | 0 |  | 103365 | Point+HemiSpherical | 45213 |  | 53084 | REF TYPE MARK | 0 | B1 - 0610x1219mm | 0 | 87229 | 89609,89610,89611,89612,89613,89614,89615,103561,103562,103563,103564,103565,103566,103567,103568,103569 | 2K_rhNuRTE1el3fJWhkg7w | 1 |  | M_Troffer Light - Parabolic Rectangular:B1 - 0610x1219mm:B1 - 0610x1219mm:738999 |  | NO | N/A | 414 | N/A | 16777215 | N/A | N/A | N/A | N/A | N/A |  | 120 V/1-80 VA | N/A | <not associated> | UNSET |  |  | Level: Level 1 | UNSET | F | 0 | 2.680000 |  | 861.112833 | 0 | 0.050000 |  |  |  | 1.200000 |  |  | T8, 1219mm, RAPID START, CRI=75 |  | N/A | UNSET | N/A | N/A | TRUE | N/A | 0 | N/A | 0 | 0 | 0 | 0 | 0 | UNSET | N/A | N/A | FIXED | N/A | Downlights | UNSET | N/A | D5020210 | N/A | N/A | N/A | 0 | L1 | 0 | N/A | N/A | N/A | 0 | UNSET | UNSET | 0 | 0 | 0 | 0 | 0 | [9 empty] | N/A | Lighting - Fluorescent |  |  | 23.80.70.11.14.11 |  |  | B1 |  |  |  | 1291.669250 | Lighting - Dwelling Unit | 1 | L41B | 5 |  |  | 2900.000000 | 32 | [8 empty] | Metal - Paint Finish - Dark Gray, Matte | Glass - White, High Luminance | Metal - Chrome
415 | 1D23 | 0 | 739007 | New Construction | N/A |  | 0 |  | 0 |  | 103365 | Point+HemiSpherical | 45214 |  | 53085 | REF TYPE MARK | 0 | B1 - 0610x1219mm | 0 | 87228 | 89616,89617,89618,89619,89620,89621,89622,103561,103562,103563,103564,103565,103566,103567,103568,103569 | 2K_rhNuRTE1el3fJWhkg7o | 1 |  | M_Troffer Light - Parabolic Rectangular:B1 - 0610x1219mm:B1 - 0610x1219mm:739007 |  | NO | N/A | 415 | N/A | 16777215 | N/A | N/A | N/A | N/A | N/A |  | 120 V/1-80 VA | N/A | <not associated> | UNSET |  |  | Level: Level 1 | UNSET | F | 0 | 2.680000 |  | 861.112833 | 0 | 0.050000 |  |  |  | 1.200000 |  |  | T8, 1219mm, RAPID START, CRI=75 |  | N/A | UNSET | N/A | N/A | TRUE | N/A | 0 | N/A | 0 | 0 | 0 | 0 | 0 | UNSET | N/A | N/A | FIXED | N/A | Downlights | UNSET | N/A | D5020210 | N/A | N/A | N/A | 0 | L1 | 0 | N/A | N/A | N/A | 0 | UNSET | UNSET | 0 | 0 | 0 | 0 | 0 | [9 empty] | N/A | Lighting - Fluorescent |  |  | 23.80.70.11.14.11 |  |  | B1 |  |  |  | 1291.669250 | Lighting - Dwelling Unit | 1 | L41B | 5 |  |  | 2900.000000 | 32 | [8 empty] | Metal - Paint Finish - Dark Gray, Matte | Glass - White, High Luminance | Metal - Chrome
416 | 1D23 | 0 | 739015 | New Construction | N/A |  | 0 |  | 0 |  | 103365 | Point+HemiSpherical | 45215 |  | 53086 | REF TYPE MARK | 0 | B1 - 0610x1219mm | 0 | 87227 | 89623,89624,89625,89626,89627,89628,89629,103561,103562,103563,103564,103565,103566,103567,103568,103569 | 2K_rhNuRTE1el3fJWhkg6A | 1 |  | M_Troffer Light - Parabolic Rectangular:B1 - 0610x1219mm:B1 - 0610x1219mm:739015 |  | NO | N/A | 416 | N/A | 16777215 | N/A | N/A | N/A | N/A | N/A |  | 120 V/1-80 VA | N/A | <not associated> | UNSET |  |  | Level: Level 1 | UNSET | F | 0 | 2.680000 |  | 861.112833 | 0 | 0.050000 |  |  |  | 1.200000 |  |  | T8, 1219mm, RAPID START, CRI=75 |  | N/A | UNSET | N/A | N/A | TRUE | N/A | 0 | N/A | 0 | 0 | 0 | 0 | 0 | UNSET | N/A | N/A | FIXED | N/A | Downlights | UNSET | N/A | D5020210 | N/A | N/A | N/A | 0 | L1 | 0 | N/A | N/A | N/A | 0 | UNSET | UNSET | 0 | 0 | 0 | 0 | 0 | [9 empty] | N/A | Lighting - Fluorescent |  |  | 23.80.70.11.14.11 |  |  | B1 |  |  |  | 1291.669250 | Lighting - Dwelling Unit | 1 | L41B | 5 |  |  | 2900.000000 | 32 | [8 empty] | Metal - Paint Finish - Dark Gray, Matte | Glass - White, High Luminance | Metal - Chrome
417 | 1D23 | 0 | 739023 | New Construction | N/A |  | 0 |  | 0 |  | 103365 | Point+HemiSpherical | 45216 |  | 53087 | REF TYPE MARK | 0 | B1 - 0610x1219mm | 0 | 87226 | 89630,89631,89632,89633,89634,89635,89636,103561,103562,103563,103564,103565,103566,103567,103568,103569 | 2K_rhNuRTE1el3fJWhkg62 | 1 |  | M_Troffer Light - Parabolic Rectangular:B1 - 0610x1219mm:B1 - 0610x1219mm:739023 |  | NO | N/A | 417 | N/A | 16777215 | N/A | N/A | N/A | N/A | N/A |  | 120 V/1-80 VA | N/A | <not associated> | UNSET |  |  | Level: Level 1 | UNSET | F | 0 | 2.680000 |  | 861.112833 | 0 | 0.050000 |  |  |  | 1.200000 |  |  | T8, 1219mm, RAPID START, CRI=75 |  | N/A | UNSET | N/A | N/A | TRUE | N/A | 0 | N/A | 0 | 0 | 0 | 0 | 0 | UNSET | N/A | N/A | FIXED | N/A | Downlights | UNSET | N/A | D5020210 | N/A | N/A | N/A | 0 | L1 | 0 | N/A | N/A | N/A | 0 | UNSET | UNSET | 0 | 0 | 0 | 0 | 0 | [9 empty] | N/A | Lighting - Fluorescent |  |  | 23.80.70.11.14.11 |  |  | B1 |  |  |  | 1291.669250 | Lighting - Dwelling Unit | 1 | L41B | 5 |  |  | 2900.000000 | 32 | [8 empty] | Metal - Paint Finish - Dark Gray, Matte | Glass - White, High Luminance | Metal - Chrome
1354 | 1D23 |  | 811985 | New Construction | N/A | [5 empty] | 103365 |  | 46023 |  | 43284 |  |  | Single Pole | 0 |  | 95291,95292,95293,95294,95295,95296,103554,103555,103556,103557,103558,103559 | 0FXKOTtYf3kRrcedvXFX4V | 1 |  | M_Lighting Switches:Single Pole:Single Pole:811985 |  |  | N/A | 1354 | N/A |  | N/A | N/A | N/A | N/A | N/A |  | 120 V/1-0 VA | N/A | Linked Revit Model : Clinic_A.rvt |  |  |  | Level: Level 1 |  |  |  | 1.200000 |  | 0.000000 | [5 empty] | 1.200000 |  |  |  |  | N/A | UNSET | N/A | N/A | TRUE | N/A | 0 | N/A | 0 | 0 | 0 | 0 | 0 | UNSET | N/A | N/A | FIXED | N/A | Switches | UNSET | N/A |  | N/A | N/A | N/A | 0 | L1 | 0 | N/A | N/A | N/A | 0 | [16 empty] | N/A |  |  |  | 23.80.50.11.14 | [7 empty] | Other |  | L41B | 5 | [5 empty] | 1291.669250 | 0.000000
2019 | 1D23 |  | 913391 | New Construction | N/A | [5 empty] | 103365 |  | 46688 |  | 43917 |  |  | Standard | 0 |  | 99354,99355,99356,99357,99358,99359,103571,103572,103573,103574,103575 | 0Oe4W3Rwf1Dht7uPdCMUtO | 1 |  | M_Duplex Receptacle:Standard:Standard:913391 |  |  | N/A | 2019 | N/A |  | N/A | N/A | N/A | N/A | N/A |  | 120 V/1-180 VA | N/A | Linked Revit Model : Clinic_A.rvt | UNSET |  |  | Level: Level 1 |  |  |  | 0.500000 | [7 empty] | 0.460000 |  |  |  |  | N/A | UNSET | N/A | N/A | TRUE | N/A | 0 | N/A | 0 | 0 | 0 | 0 | 0 | UNSET | N/A | N/A | FIXED | N/A | Ground Fault Receptacles | UNSET | N/A |  | N/A | N/A | N/A | 0 | L1 | 0 | N/A | N/A | N/A | 0 | [16 empty] | N/A |  |  |  | 23.80.50.11.17 | [7 empty] | Receptacle |  | N21E1 | 14 | [5 empty] | 1291.669250 | 0.000000 | 445 | 1937.503875 | TRUE
2020 | 1D23 |  | 913475 | New Construction | N/A | [5 empty] | 103365 |  | 46689 |  | 43918 |  |  | Standard | 0 |  | 99360,99361,99362,99363,99364,99365,103571,103572,103573,103574,103575 | 0Oe4W3Rwf1Dht7uPdCMV9q | 1 |  | M_Duplex Receptacle:Standard:Standard:913475 |  |  | N/A | 2020 | N/A |  | N/A | N/A | N/A | N/A | N/A |  | 120 V/1-180 VA | N/A | Grid : D.1 | UNSET |  |  | Level: Level 1 |  |  |  | 0.500000 | [7 empty] | 0.460000 |  |  |  |  | N/A | UNSET | N/A | N/A | TRUE | N/A | 0 | N/A | 0 | 0 | 0 | 0 | 0 | UNSET | N/A | N/A | FIXED | N/A | Ground Fault Receptacles | UNSET | N/A |  | N/A | N/A | N/A | 0 | L1 | 0 | N/A | N/A | N/A | 0 | [16 empty] | N/A |  |  |  | 23.80.50.11.17 | [7 empty] | Receptacle |  | N21E1 | 15 | [5 empty] | 1291.669250 | 0.000000 | 446 | 1937.503875 | TRUE
2026 | 1D23 |  | 913913 | New Construction | N/A | [5 empty] | 103365 |  | 46695 |  | 43924 |  |  | Standard | 0 |  | 99396,99397,99398,99399,99400,99401,103571,103572,103573,103574,103575 | 0Oe4W3Rwf1Dht7uPdCMVFE | 1 |  | M_Duplex Receptacle:Standard:Standard:913913 |  |  | N/A | 2026 | N/A |  | N/A | N/A | N/A | N/A | N/A |  | 120 V/1-180 VA | N/A | Linked Revit Model : Clinic_A.rvt | UNSET |  |  | Level: Level 1 |  |  |  | 0.500000 | [7 empty] | 0.460000 |  |  |  |  | N/A | UNSET | N/A | N/A | TRUE | N/A | 0 | N/A | 0 | 0 | 0 | 0 | 0 | UNSET | N/A | N/A | FIXED | N/A | Ground Fault Receptacles | UNSET | N/A |  | N/A | N/A | N/A | 0 | L1 | 0 | N/A | N/A | N/A | 0 | [16 empty] | N/A |  |  |  | 23.80.50.11.17 | [7 empty] | Receptacle |  | N21E1 | 14 | [5 empty] | 1291.669250 | 0.000000 | 452 | 1937.503875 | TRUE
2027 | 1D23 |  | 914028 | New Construction | N/A | [5 empty] | 103365 |  | 46696 |  | 43925 |  |  | Standard | 0 |  | 99402,99403,99404,99405,99406,99407,103571,103572,103573,103574,103575 | 0Oe4W3Rwf1Dht7uPdCMV1R | 1 |  | M_Duplex Receptacle:Standard:Standard:914028 |  |  | N/A | 2027 | N/A |  | N/A | N/A | N/A | N/A | N/A |  | 120 V/1-180 VA | N/A | Linked Revit Model : Clinic_A.rvt | UNSET |  |  | Level: Level 1 |  |  |  | 0.500000 | [7 empty] | 0.460000 |  |  |  |  | N/A | UNSET | N/A | N/A | TRUE | N/A | 0 | N/A | 0 | 0 | 0 | 0 | 0 | UNSET | N/A | N/A | FIXED | N/A | Ground Fault Receptacles | UNSET | N/A |  | N/A | N/A | N/A | 0 | L1 | 0 | N/A | N/A | N/A | 0 | [16 empty] | N/A |  |  |  | 23.80.50.11.17 | [7 empty] | Receptacle |  | N21E1 | 14 | [5 empty] | 1291.669250 | 0.000000 | 453 | 1937.503875 | TRUE
2028 | 1D23 |  | 914081 | New Construction | N/A | [5 empty] | 103365 |  | 46697 |  | 43926 |  |  | Standard | 0 |  | 99408,99409,99410,99411,99412,99413,103571,103572,103573,103574,103575 | 0Oe4W3Rwf1Dht7uPdCMV2M | 1 |  | M_Duplex Receptacle:Standard:Standard:914081 |  |  | N/A | 2028 | N/A |  | N/A | N/A | N/A | N/A | N/A |  | 120 V/1-180 VA | N/A | Linked Revit Model : Clinic_A.rvt | UNSET |  |  | Level: Level 1 |  |  |  | 0.500000 | [7 empty] | 0.460000 |  |  |  |  | N/A | UNSET | N/A | N/A | TRUE | N/A | 0 | N/A | 0 | 0 | 0 | 0 | 0 | UNSET | N/A | N/A | FIXED | N/A | Ground Fault Receptacles | UNSET | N/A |  | N/A | N/A | N/A | 0 | L1 | 0 | N/A | N/A | N/A | 0 | [16 empty] | N/A |  |  |  | 23.80.50.11.17 | [7 empty] | Receptacle |  | N21E1 | 14 | [5 empty] | 1291.669250 | 0.000000 | 454 | 1937.503875 | TRUE
2029 | 1D23 |  | 914344 | New Construction | N/A | [5 empty] | 103365 |  | 46698 |  | 43927 |  |  | Standard | 0 |  | 99414,99415,99416,99417,99418,99419,103571,103572,103573,103574,103575 | 0Oe4W3Rwf1Dht7uPdCMV6V | 1 |  | M_Duplex Receptacle:Standard:Standard:914344 |  |  | N/A | 2029 | N/A |  | N/A | N/A | N/A | N/A | N/A |  | 120 V/1-180 VA | N/A | Grid : D.1 | UNSET |  |  | Level: Level 1 |  |  |  | 0.500000 | [7 empty] | 0.460000 |  |  |  |  | N/A | UNSET | N/A | N/A | TRUE | N/A | 0 | N/A | 0 | 0 | 0 | 0 | 0 | UNSET | N/A | N/A | FIXED | N/A | Ground Fault Receptacles | UNSET | N/A |  | N/A | N/A | N/A | 0 | L1 | 0 | N/A | N/A | N/A | 0 | [16 empty] | N/A |  |  |  | 23.80.50.11.17 | [7 empty] | Receptacle |  | N21E1 | 15 | [5 empty] | 1291.669250 | 0.000000 | 455 | 1937.503875 | TRUE
412 | 1D24 | 0 | 738981 | New Construction | N/A |  | 0 |  | 0 |  | 103253 | Point+HemiSpherical | 45211 |  | 53082 | REF TYPE MARK | 0 | B1 - 0610x1219mm | 0 | 87231 | 89595,89596,89597,89598,89599,89600,89601,103561,103562,103563,103564,103565,103566,103567,103568,103569 | 2K_rhNuRTE1el3fJWhkg7e | 1 |  | M_Troffer Light - Parabolic Rectangular:B1 - 0610x1219mm:B1 - 0610x1219mm:738981 |  | NO | N/A | 412 | N/A | 16777215 | N/A | N/A | N/A | N/A | N/A |  | 120 V/1-80 VA | N/A | <not associated> | UNSET |  |  | Level: Level 1 | UNSET | F | 0 | 2.680000 |  | 861.112833 | 0 | 0.050000 |  |  |  | 1.200000 |  |  | T8, 1219mm, RAPID START, CRI=75 |  | N/A | UNSET | N/A | N/A | TRUE | N/A | 0 | N/A | 0 | 0 | 0 | 0 | 0 | UNSET | N/A | N/A | FIXED | N/A | Downlights | UNSET | N/A | D5020210 | N/A | N/A | N/A | 0 | L1 | 0 | N/A | N/A | N/A | 0 | UNSET | UNSET | 0 | 0 | 0 | 0 | 0 | [9 empty] | N/A | Lighting - Fluorescent |  |  | 23.80.70.11.14.11 |  |  | B1 |  |  |  | 1291.669250 | Lighting - Dwelling Unit | 1 | L41B | 5 |  |  | 2900.000000 | 32 | [8 empty] | Metal - Paint Finish - Dark Gray, Matte | Glass - White, High Luminance | Metal - Chrome
413 | 1D24 | 0 | 738991 | New Construction | N/A |  | 0 |  | 0 |  | 103253 | Point+HemiSpherical | 45212 |  | 53083 | REF TYPE MARK | 0 | B1 - 0610x1219mm | 0 | 87230 | 89602,89603,89604,89605,89606,89607,89608,103561,103562,103563,103564,103565,103566,103567,103568,103569 | 2K_rhNuRTE1el3fJWhkg7Y | 1 |  | M_Troffer Light - Parabolic Rectangular:B1 - 0610x1219mm:B1 - 0610x1219mm:738991 |  | NO | N/A | 413 | N/A | 16777215 | N/A | N/A | N/A | N/A | N/A |  | 120 V/1-80 VA | N/A | <not associated> | UNSET |  |  | Level: Level 1 | UNSET | F | 0 | 2.680000 |  | 861.112833 | 0 | 0.050000 |  |  |  | 1.200000 |  |  | T8, 1219mm, RAPID START, CRI=75 |  | N/A | UNSET | N/A | N/A | TRUE | N/A | 0 | N/A | 0 | 0 | 0 | 0 | 0 | UNSET | N/A | N/A | FIXED | N/A | Downlights | UNSET | N/A | D5020210 | N/A | N/A | N/A | 0 | L1 | 0 | N/A | N/A | N/A | 0 | UNSET | UNSET | 0 | 0 | 0 | 0 | 0 | [9 empty] | N/A | Lighting - Fluorescent |  |  | 23.80.70.11.14.11 |  |  | B1 |  |  |  | 1291.669250 | Lighting - Dwelling Unit | 1 | L41B | 5 |  |  | 2900.000000 | 32 | [8 empty] | Metal - Paint Finish - Dark Gray, Matte | Glass - White, High Luminance | Metal - Chrome
1355 | 1D24 |  | 812075 | New Construction | N/A | [5 empty] | 103253 |  | 46024 |  | 43285 |  |  | Single Pole | 0 |  | 95297,95298,95299,95300,95301,95302,103554,103555,103556,103557,103558,103559 | 0FXKOTtYf3kRrcedvXFXRb | 1 |  | M_Lighting Switches:Single Pole:Single Pole:812075 |  |  | N/A | 1355 | N/A |  | N/A | N/A | N/A | N/A | N/A |  | 120 V/1-0 VA | N/A | Linked Revit Model : Clinic_A.rvt |  |  |  | Level: Level 1 |  |  |  | 1.200000 |  | 0.000000 | [5 empty] | 1.200000 |  |  |  |  | N/A | UNSET | N/A | N/A | TRUE | N/A | 0 | N/A | 0 | 0 | 0 | 0 | 0 | UNSET | N/A | N/A | FIXED | N/A | Switches | UNSET | N/A |  | N/A | N/A | N/A | 0 | L1 | 0 | N/A | N/A | N/A | 0 | [16 empty] | N/A |  |  |  | 23.80.50.11.14 | [7 empty] | Other |  | L41B | 5 | [5 empty] | 1291.669250 | 0.000000
2022 | 1D24 |  | 913699 | New Construction | N/A | [5 empty] | 103253 |  | 46691 |  | 43920 |  |  | Standard | 0 |  | 99372,99373,99374,99375,99376,99377,103571,103572,103573,103574,103575 | 0Oe4W3Rwf1Dht7uPdCMVCK | 1 |  | M_Duplex Receptacle:Standard:Standard:913699 |  |  | N/A | 2022 | N/A |  | N/A | N/A | N/A | N/A | N/A |  | 120 V/1-180 VA | N/A | Linked Revit Model : Clinic_A.rvt | UNSET |  |  | Level: Level 1 |  |  |  | 0.500000 | [7 empty] | 0.460000 |  |  |  |  | N/A | UNSET | N/A | N/A | TRUE | N/A | 0 | N/A | 0 | 0 | 0 | 0 | 0 | UNSET | N/A | N/A | FIXED | N/A | Ground Fault Receptacles | UNSET | N/A |  | N/A | N/A | N/A | 0 | L1 | 0 | N/A | N/A | N/A | 0 | [16 empty] | N/A |  |  |  | 23.80.50.11.17 | [7 empty] | Receptacle |  | N21E1 | 13 | [5 empty] | 1291.669250 | 0.000000 | 448 | 1937.503875 | TRUE
2023 | 1D24 |  | 913774 | New Construction | N/A | [5 empty] | 103253 |  | 46692 |  | 43921 |  |  | Standard | 0 |  | 99378,99379,99380,99381,99382,99383,103571,103572,103573,103574,103575 | 0Oe4W3Rwf1Dht7uPdCMVDP | 1 |  | M_Duplex Receptacle:Standard:Standard:913774 |  |  | N/A | 2023 | N/A |  | N/A | N/A | N/A | N/A | N/A |  | 120 V/1-180 VA | N/A | Linked Revit Model : Clinic_A.rvt | UNSET |  |  | Level: Level 1 |  |  |  | 0.500000 | [7 empty] | 0.460000 |  |  |  |  | N/A | UNSET | N/A | N/A | TRUE | N/A | 0 | N/A | 0 | 0 | 0 | 0 | 0 | UNSET | N/A | N/A | FIXED | N/A | Ground Fault Receptacles | UNSET | N/A |  | N/A | N/A | N/A | 0 | L1 | 0 | N/A | N/A | N/A | 0 | [16 empty] | N/A |  |  |  | 23.80.50.11.17 | [7 empty] | Receptacle |  | N21E1 | 13 | [5 empty] | 1291.669250 | 0.000000 | 449 | 1937.503875 | TRUE
2024 | 1D24 |  | 913827 | New Construction | N/A | [5 empty] | 103253 |  | 46693 |  | 43922 |  |  | Standard | 0 |  | 99384,99385,99386,99387,99388,99389,103571,103572,103573,103574,103575 | 0Oe4W3Rwf1Dht7uPdCMVEK | 1 |  | M_Duplex Receptacle:Standard:Standard:913827 |  |  | N/A | 2024 | N/A |  | N/A | N/A | N/A | N/A | N/A |  | 120 V/1-180 VA | N/A | Linked Revit Model : Clinic_A.rvt | UNSET |  |  | Level: Level 1 |  |  |  | 0.500000 | [7 empty] | 0.460000 |  |  |  |  | N/A | UNSET | N/A | N/A | TRUE | N/A | 0 | N/A | 0 | 0 | 0 | 0 | 0 | UNSET | N/A | N/A | FIXED | N/A | Ground Fault Receptacles | UNSET | N/A |  | N/A | N/A | N/A | 0 | L1 | 0 | N/A | N/A | N/A | 0 | [16 empty] | N/A |  |  |  | 23.80.50.11.17 | [7 empty] | Receptacle |  | N21E1 | 13 | [5 empty] | 1291.669250 | 0.000000 | 450 | 1937.503875 | TRUE
2025 | 1D24 |  | 913870 | New Construction | N/A | [5 empty] | 103253 |  | 46694 |  | 43923 |  |  | Standard | 0 |  | 99390,99391,99392,99393,99394,99395,103571,103572,103573,103574,103575 | 0Oe4W3Rwf1Dht7uPdCMVFv | 1 |  | M_Duplex Receptacle:Standard:Standard:913870 |  |  | N/A | 2025 | N/A |  | N/A | N/A | N/A | N/A | N/A |  | 120 V/1-180 VA | N/A | Linked Revit Model : Clinic_A.rvt | UNSET |  |  | Level: Level 1 |  |  |  | 0.500000 | [7 empty] | 0.460000 |  |  |  |  | N/A | UNSET | N/A | N/A | TRUE | N/A | 0 | N/A | 0 | 0 | 0 | 0 | 0 | UNSET | N/A | N/A | FIXED | N/A | Ground Fault Receptacles | UNSET | N/A |  | N/A | N/A | N/A | 0 | L1 | 0 | N/A | N/A | N/A | 0 | [16 empty] | N/A |  |  |  | 23.80.50.11.17 | [7 empty] | Receptacle |  | N21E1 | 13 | [5 empty] | 1291.669250 | 0.000000 | 451 | 1937.503875 | TRUE
394 | 1D25 | 0 | 738729 | New Construction | N/A |  | 0 |  | 0 |  | 103482 | Point+HemiSpherical | 45193 |  | 53064 | REF TYPE MARK | 0 | B1 - 0610x1219mm | 0 | 87249 | 89469,89470,89471,89472,89473,89474,89475,103561,103562,103563,103564,103565,103566,103567,103568,103569 | 1VtcqOrav5Tvkak81kVRm_ | 1 |  | M_Troffer Light - Parabolic Rectangular:B1 - 0610x1219mm:B1 - 0610x1219mm:738729 |  | NO | N/A | 394 | N/A | 16777215 | N/A | N/A | N/A | N/A | N/A |  | 120 V/1-80 VA | N/A | <not associated> | UNSET |  |  | Level: Level 1 | UNSET | F | 0 | 2.680000 |  | 861.112833 | 0 | 0.050000 |  |  |  | 1.200000 |  |  | T8, 1219mm, RAPID START, CRI=75 |  | N/A | UNSET | N/A | N/A | TRUE | N/A | 0 | N/A | 0 | 0 | 0 | 0 | 0 | UNSET | N/A | N/A | FIXED | N/A | Downlights | UNSET | N/A | D5020210 | N/A | N/A | N/A | 0 | L1 | 0 | N/A | N/A | N/A | 0 | UNSET | UNSET | 0 | 0 | 0 | 0 | 0 | [9 empty] | N/A | Lighting - Fluorescent |  |  | 23.80.70.11.14.11 |  |  | B1 |  |  |  | 1291.669250 | Lighting - Dwelling Unit | 1 | L41B | 5 |  |  | 2900.000000 | 32 | [8 empty] | Metal - Paint Finish - Dark Gray, Matte | Glass - White, High Luminance | Metal - Chrome
395 | 1D25 | 0 | 738776 | New Construction | N/A |  | 0 |  | 0 |  | 103482 | Point+HemiSpherical | 45194 |  | 53065 | REF TYPE MARK | 0 | B1 - 0610x1219mm | 0 | 87248 | 89476,89477,89478,89479,89480,89481,89482,103561,103562,103563,103564,103565,103566,103567,103568,103569 | 1VtcqOrav5Tvkak81kVRnF | 1 |  | M_Troffer Light - Parabolic Rectangular:B1 - 0610x1219mm:B1 - 0610x1219mm:738776 |  | NO | N/A | 395 | N/A | 16777215 | N/A | N/A | N/A | N/A | N/A |  | 120 V/1-80 VA | N/A | <not associated> | UNSET |  |  | Level: Level 1 | UNSET | F | 0 | 2.680000 |  | 861.112833 | 0 | 0.050000 |  |  |  | 1.200000 |  |  | T8, 1219mm, RAPID START, CRI=75 |  | N/A | UNSET | N/A | N/A | TRUE | N/A | 0 | N/A | 0 | 0 | 0 | 0 | 0 | UNSET | N/A | N/A | FIXED | N/A | Downlights | UNSET | N/A | D5020210 | N/A | N/A | N/A | 0 | L1 | 0 | N/A | N/A | N/A | 0 | UNSET | UNSET | 0 | 0 | 0 | 0 | 0 | [9 empty] | N/A | Lighting - Fluorescent |  |  | 23.80.70.11.14.11 |  |  | B1 |  |  |  | 1291.669250 | Lighting - Dwelling Unit | 1 | L41B | 5 |  |  | 2900.000000 | 32 | [8 empty] | Metal - Paint Finish - Dark Gray, Matte | Glass - White, High Luminance | Metal - Chrome
396 | 1D25 | 0 | 738788 | New Construction | N/A |  | 0 |  | 0 |  | 103482 | Point+HemiSpherical | 45195 |  | 53066 | REF TYPE MARK | 0 | B1 - 0610x1219mm | 0 | 87247 | 89483,89484,89485,89486,89487,89488,89489,103561,103562,103563,103564,103565,103566,103567,103568,103569 | 1VtcqOrav5Tvkak81kVRnp | 1 |  | M_Troffer Light - Parabolic Rectangular:B1 - 0610x1219mm:B1 - 0610x1219mm:738788 |  | NO | N/A | 396 | N/A | 16777215 | N/A | N/A | N/A | N/A | N/A |  | 120 V/1-80 VA | N/A | <not associated> | UNSET |  |  | Level: Level 1 | UNSET | F | 0 | 2.680000 |  | 861.112833 | 0 | 0.050000 |  |  |  | 1.200000 |  |  | T8, 1219mm, RAPID START, CRI=75 |  | N/A | UNSET | N/A | N/A | TRUE | N/A | 0 | N/A | 0 | 0 | 0 | 0 | 0 | UNSET | N/A | N/A | FIXED | N/A | Downlights | UNSET | N/A | D5020210 | N/A | N/A | N/A | 0 | L1 | 0 | N/A | N/A | N/A | 0 | UNSET | UNSET | 0 | 0 | 0 | 0 | 0 | [9 empty] | N/A | Lighting - Fluorescent |  |  | 23.80.70.11.14.11 |  |  | B1 |  |  |  | 1291.669250 | Lighting - Dwelling Unit | 1 | L41B | 5 |  |  | 2900.000000 | 32 | [8 empty] | Metal - Paint Finish - Dark Gray, Matte | Glass - White, High Luminance | Metal - Chrome
397 | 1D25 | 0 | 738800 | New Construction | N/A |  | 0 |  | 0 |  | 103482 | Point+HemiSpherical | 45196 |  | 53067 | REF TYPE MARK | 0 | B1 - 0610x1219mm | 0 | 87246 | 89490,89491,89492,89493,89494,89495,89496,103561,103562,103563,103564,103565,103566,103567,103568,103569 | 1VtcqOrav5Tvkak81kVRnd | 1 |  | M_Troffer Light - Parabolic Rectangular:B1 - 0610x1219mm:B1 - 0610x1219mm:738800 |  | NO | N/A | 397 | N/A | 16777215 | N/A | N/A | N/A | N/A | N/A |  | 120 V/1-80 VA | N/A | <not associated> | UNSET |  |  | Level: Level 1 | UNSET | F | 0 | 2.680000 |  | 861.112833 | 0 | 0.050000 |  |  |  | 1.200000 |  |  | T8, 1219mm, RAPID START, CRI=75 |  | N/A | UNSET | N/A | N/A | TRUE | N/A | 0 | N/A | 0 | 0 | 0 | 0 | 0 | UNSET | N/A | N/A | FIXED | N/A | Downlights | UNSET | N/A | D5020210 | N/A | N/A | N/A | 0 | L1 | 0 | N/A | N/A | N/A | 0 | UNSET | UNSET | 0 | 0 | 0 | 0 | 0 | [9 empty] | N/A | Lighting - Fluorescent |  |  | 23.80.70.11.14.11 |  |  | B1 |  |  |  | 1291.669250 | Lighting - Dwelling Unit | 1 | L41B | 5 |  |  | 2900.000000 | 32 | [8 empty] | Metal - Paint Finish - Dark Gray, Matte | Glass - White, High Luminance | Metal - Chrome
398 | 1D25 | 0 | 738810 | New Construction | N/A |  | 0 |  | 0 |  | 103482 | Point+HemiSpherical | 45197 |  | 53068 | REF TYPE MARK | 0 | B1 - 0610x1219mm | 0 | 87245 | 89497,89498,89499,89500,89501,89502,89503,103561,103562,103563,103564,103565,103566,103567,103568,103569 | 1VtcqOrav5Tvkak81kVRnj | 1 |  | M_Troffer Light - Parabolic Rectangular:B1 - 0610x1219mm:B1 - 0610x1219mm:738810 |  | NO | N/A | 398 | N/A | 16777215 | N/A | N/A | N/A | N/A | N/A |  | 120 V/1-80 VA | N/A | <not associated> | UNSET |  |  | Level: Level 1 | UNSET | F | 0 | 2.680000 |  | 861.112833 | 0 | 0.050000 |  |  |  | 1.200000 |  |  | T8, 1219mm, RAPID START, CRI=75 |  | N/A | UNSET | N/A | N/A | TRUE | N/A | 0 | N/A | 0 | 0 | 0 | 0 | 0 | UNSET | N/A | N/A | FIXED | N/A | Downlights | UNSET | N/A | D5020210 | N/A | N/A | N/A | 0 | L1 | 0 | N/A | N/A | N/A | 0 | UNSET | UNSET | 0 | 0 | 0 | 0 | 0 | [9 empty] | N/A | Lighting - Fluorescent |  |  | 23.80.70.11.14.11 |  |  | B1 |  |  |  | 1291.669250 | Lighting - Dwelling Unit | 1 | L41B | 5 |  |  | 2900.000000 | 32 | [8 empty] | Metal - Paint Finish - Dark Gray, Matte | Glass - White, High Luminance | Metal - Chrome
399 | 1D25 | 0 | 738820 | New Construction | N/A |  | 0 |  | 0 |  | 103482 | Point+HemiSpherical | 45198 |  | 53069 | REF TYPE MARK | 0 | B1 - 0610x1219mm | 0 | 87244 | 89504,89505,89506,89507,89508,89509,89510,103561,103562,103563,103564,103565,103566,103567,103568,103569 | 1VtcqOrav5Tvkak81kVR_J | 1 |  | M_Troffer Light - Parabolic Rectangular:B1 - 0610x1219mm:B1 - 0610x1219mm:738820 |  | NO | N/A | 399 | N/A | 16777215 | N/A | N/A | N/A | N/A | N/A |  | 120 V/1-80 VA | N/A | <not associated> | UNSET |  |  | Level: Level 1 | UNSET | F | 0 | 2.680000 |  | 861.112833 | 0 | 0.050000 |  |  |  | 1.200000 |  |  | T8, 1219mm, RAPID START, CRI=75 |  | N/A | UNSET | N/A | N/A | TRUE | N/A | 0 | N/A | 0 | 0 | 0 | 0 | 0 | UNSET | N/A | N/A | FIXED | N/A | Downlights | UNSET | N/A | D5020210 | N/A | N/A | N/A | 0 | L1 | 0 | N/A | N/A | N/A | 0 | UNSET | UNSET | 0 | 0 | 0 | 0 | 0 | [9 empty] | N/A | Lighting - Fluorescent |  |  | 23.80.70.11.14.11 |  |  | B1 |  |  |  | 1291.669250 | Lighting - Dwelling Unit | 1 | L41B | 5 |  |  | 2900.000000 | 32 | [8 empty] | Metal - Paint Finish - Dark Gray, Matte | Glass - White, High Luminance | Metal - Chrome
400 | 1D25 | 0 | 738828 | New Construction | N/A |  | 0 |  | 0 |  | 103482 | Point+HemiSpherical | 45199 |  | 53070 | REF TYPE MARK | 0 | B1 - 0610x1219mm | 0 | 87243 | 89511,89512,89513,89514,89515,89516,89517,103561,103562,103563,103564,103565,103566,103567,103568,103569 | 1VtcqOrav5Tvkak81kVR_R | 1 |  | M_Troffer Light - Parabolic Rectangular:B1 - 0610x1219mm:B1 - 0610x1219mm:738828 |  | NO | N/A | 400 | N/A | 16777215 | N/A | N/A | N/A | N/A | N/A |  | 120 V/1-80 VA | N/A | <not associated> | UNSET |  |  | Level: Level 1 | UNSET | F | 0 | 2.680000 |  | 861.112833 | 0 | 0.050000 |  |  |  | 1.200000 |  |  | T8, 1219mm, RAPID START, CRI=75 |  | N/A | UNSET | N/A | N/A | TRUE | N/A | 0 | N/A | 0 | 0 | 0 | 0 | 0 | UNSET | N/A | N/A | FIXED | N/A | Downlights | UNSET | N/A | D5020210 | N/A | N/A | N/A | 0 | L1 | 0 | N/A | N/A | N/A | 0 | UNSET | UNSET | 0 | 0 | 0 | 0 | 0 | [9 empty] | N/A | Lighting - Fluorescent |  |  | 23.80.70.11.14.11 |  |  | B1 |  |  |  | 1291.669250 | Lighting - Dwelling Unit | 1 | L41B | 5 |  |  | 2900.000000 | 32 | [8 empty] | Metal - Paint Finish - Dark Gray, Matte | Glass - White, High Luminance | Metal - Chrome
401 | 1D25 | 0 | 738838 | New Construction | N/A |  | 0 |  | 0 |  | 103482 | Point+HemiSpherical | 45200 |  | 53071 | REF TYPE MARK | 0 | B1B - 0610x1219mm | 0 | 87242 | 89518,89519,89520,89521,89522,89523,89524,103443,103444,103445,103446,103447,103448,103449,103450,103452 | 1VtcqOrav5Tvkak81kVR_1 | 1 |  | M_Troffer Light - Parabolic Rectangular:B1B - 0610x1219mm:B1B - 0610x1219mm:738838 |  | YES | N/A | 401 | N/A | 16777215 | N/A | N/A | N/A | N/A | N/A |  | 120 V/1-80 VA | N/A | <not associated> | UNSET |  |  | Level: Level 1 | UNSET | F | 0 | 2.680000 |  | 861.112833 | 0 | 0.050000 |  |  |  | 1.200000 |  |  | T8, 1219mm, RAPID START, CRI=75 |  | N/A | UNSET | N/A | N/A | TRUE | N/A | 0 | N/A | 0 | 0 | 0 | 0 | 0 | UNSET | N/A | N/A | FIXED | N/A | Downlights | UNSET | N/A | D5020210 | N/A | N/A | N/A | 0 | L1 | 0 | N/A | N/A | N/A | 0 | UNSET | UNSET | 0 | 0 | 0 | 0 | 0 | [9 empty] | N/A | Lighting - Fluorescent |  |  | 23.80.70.11.14.11 |  |  | B1B |  |  |  | 1291.669250 | Lighting - Dwelling Unit | 1 | L41B | 5 |  |  | 2900.000000 | 32 | [8 empty] | Metal - Paint Finish - Dark Gray, Matte | Glass - White, High Luminance | Metal - Chrome
418 | 1D25 | 0 | 739033 | New Construction | N/A |  | 0 |  | 0 |  | 103482 | Point+HemiSpherical | 45217 |  | 53088 | REF TYPE MARK | 0 | B1 - 0610x1219mm | 0 | 87225 | 89637,89638,89639,89640,89641,89642,89643,103561,103562,103563,103564,103565,103566,103567,103568,103569 | 2K_rhNuRTE1el3fJWhkg6K | 1 |  | M_Troffer Light - Parabolic Rectangular:B1 - 0610x1219mm:B1 - 0610x1219mm:739033 |  | NO | N/A | 418 | N/A | 16777215 | N/A | N/A | N/A | N/A | N/A |  | 120 V/1-80 VA | N/A | <not associated> | UNSET |  |  | Level: Level 1 | UNSET | F | 0 | 2.680000 |  | 861.112833 | 0 | 0.050000 |  |  |  | 1.200000 |  |  | T8, 1219mm, RAPID START, CRI=75 |  | N/A | UNSET | N/A | N/A | TRUE | N/A | 0 | N/A | 0 | 0 | 0 | 0 | 0 | UNSET | N/A | N/A | FIXED | N/A | Downlights | UNSET | N/A | D5020210 | N/A | N/A | N/A | 0 | L1 | 0 | N/A | N/A | N/A | 0 | UNSET | UNSET | 0 | 0 | 0 | 0 | 0 | [9 empty] | N/A | Lighting - Fluorescent |  |  | 23.80.70.11.14.11 |  |  | B1 |  |  |  | 1291.669250 | Lighting - Dwelling Unit | 1 | L41B | 5 |  |  | 2900.000000 | 32 | [8 empty] | Metal - Paint Finish - Dark Gray, Matte | Glass - White, High Luminance | Metal - Chrome
419 | 1D25 | 0 | 739041 | New Construction | N/A |  | 0 |  | 0 |  | 103482 | Point+HemiSpherical | 45218 |  | 53089 | REF TYPE MARK | 0 | B1 - 0610x1219mm | 0 | 87224 | 89644,89645,89646,89647,89648,89649,89650,103561,103562,103563,103564,103565,103566,103567,103568,103569 | 2K_rhNuRTE1el3fJWhkg6i | 1 |  | M_Troffer Light - Parabolic Rectangular:B1 - 0610x1219mm:B1 - 0610x1219mm:739041 |  | NO | N/A | 419 | N/A | 16777215 | N/A | N/A | N/A | N/A | N/A |  | 120 V/1-80 VA | N/A | <not associated> | UNSET |  |  | Level: Level 1 | UNSET | F | 0 | 2.680000 |  | 861.112833 | 0 | 0.050000 |  |  |  | 1.200000 |  |  | T8, 1219mm, RAPID START, CRI=75 |  | N/A | UNSET | N/A | N/A | TRUE | N/A | 0 | N/A | 0 | 0 | 0 | 0 | 0 | UNSET | N/A | N/A | FIXED | N/A | Downlights | UNSET | N/A | D5020210 | N/A | N/A | N/A | 0 | L1 | 0 | N/A | N/A | N/A | 0 | UNSET | UNSET | 0 | 0 | 0 | 0 | 0 | [9 empty] | N/A | Lighting - Fluorescent |  |  | 23.80.70.11.14.11 |  |  | B1 |  |  |  | 1291.669250 | Lighting - Dwelling Unit | 1 | L41B | 5 |  |  | 2900.000000 | 32 | [8 empty] | Metal - Paint Finish - Dark Gray, Matte | Glass - White, High Luminance | Metal - Chrome
420 | 1D25 | 0 | 739076 | New Construction | N/A |  | 0 |  | 0 |  | 103482 | Point+HemiSpherical | 45219 |  | 53090 | REF TYPE MARK | 0 | B1 - 0610x1219mm | 0 | 87223 | 89651,89652,89653,89654,89655,89656,89657,103561,103562,103563,103564,103565,103566,103567,103568,103569 | 2K_rhNuRTE1el3fJWhkg19 | 1 |  | M_Troffer Light - Parabolic Rectangular:B1 - 0610x1219mm:B1 - 0610x1219mm:739076 |  | NO | N/A | 420 | N/A | 16777215 | N/A | N/A | N/A | N/A | N/A |  | 120 V/1-80 VA | N/A | <not associated> | UNSET |  |  | Level: Level 1 | UNSET | F | 0 | 2.680000 |  | 861.112833 | 0 | 0.050000 |  |  |  | 1.200000 |  |  | T8, 1219mm, RAPID START, CRI=75 |  | N/A | UNSET | N/A | N/A | TRUE | N/A | 0 | N/A | 0 | 0 | 0 | 0 | 0 | UNSET | N/A | N/A | FIXED | N/A | Downlights | UNSET | N/A | D5020210 | N/A | N/A | N/A | 0 | L1 | 0 | N/A | N/A | N/A | 0 | UNSET | UNSET | 0 | 0 | 0 | 0 | 0 | [9 empty] | N/A | Lighting - Fluorescent |  |  | 23.80.70.11.14.11 |  |  | B1 |  |  |  | 1291.669250 | Lighting - Dwelling Unit | 1 | L41B | 5 |  |  | 2900.000000 | 32 | [8 empty] | Metal - Paint Finish - Dark Gray, Matte | Glass - White, High Luminance | Metal - Chrome
1360 | 1D25 |  | 812883 | New Construction | N/A | [5 empty] | 103482 |  | 46029 |  | 43290 |  |  | Single Pole | 0 |  | 95327,95328,95329,95330,95331,95332,103554,103555,103556,103557,103558,103559 | 0FXKOTtYf3kRrcedvXFXMT | 1 |  | M_Lighting Switches:Single Pole:Single Pole:812883 |  |  | N/A | 1360 | N/A |  | N/A | N/A | N/A | N/A | N/A |  | 120 V/1-0 VA | N/A | Linked Revit Model : Clinic_A.rvt |  |  |  | Level: Level 1 |  |  |  | 1.200000 |  | 0.000000 | [5 empty] | 1.200000 |  |  |  |  | N/A | UNSET | N/A | N/A | TRUE | N/A | 0 | N/A | 0 | 0 | 0 | 0 | 0 | UNSET | N/A | N/A | FIXED | N/A | Switches | UNSET | N/A |  | N/A | N/A | N/A | 0 | L1 | 0 | N/A | N/A | N/A | 0 | [16 empty] | N/A |  |  |  | 23.80.50.11.14 | [7 empty] | Other |  | L41B | 5 | [5 empty] | 1291.669250 | 0.000000
2013 | 1D25 |  | 912931 | New Construction | N/A | [5 empty] | 103482 |  | 46682 |  | 43911 |  |  | Standard | 0 |  | 99318,99319,99320,99321,99322,99323,103571,103572,103573,103574,103575 | 0Oe4W3Rwf1Dht7uPdCMUmK | 1 |  | M_Duplex Receptacle:Standard:Standard:912931 |  |  | N/A | 2013 | N/A |  | N/A | N/A | N/A | N/A | N/A |  | 120 V/1-180 VA | N/A | Linked Revit Model : Clinic_A.rvt | UNSET |  |  | Level: Level 1 |  |  |  | 0.500000 | [7 empty] | 0.460000 |  |  |  |  | N/A | UNSET | N/A | N/A | TRUE | N/A | 0 | N/A | 0 | 0 | 0 | 0 | 0 | UNSET | N/A | N/A | FIXED | N/A | Ground Fault Receptacles | UNSET | N/A |  | N/A | N/A | N/A | 0 | L1 | 0 | N/A | N/A | N/A | 0 | [16 empty] | N/A |  |  |  | 23.80.50.11.17 | [7 empty] | Receptacle |  | N21E1 | 12 | [5 empty] | 1291.669250 | 0.000000 | 439 | 1937.503875 | TRUE
2014 | 1D25 |  | 912995 | New Construction | N/A | [5 empty] | 103482 |  | 46683 |  | 43912 |  |  | Standard | 0 |  | 99324,99325,99326,99327,99328,99329,103571,103572,103573,103574,103575 | 0Oe4W3Rwf1Dht7uPdCMUnK | 1 |  | M_Duplex Receptacle:Standard:Standard:912995 |  |  | N/A | 2014 | N/A |  | N/A | N/A | N/A | N/A | N/A |  | 120 V/1-180 VA | N/A | Linked Revit Model : Clinic_A.rvt | UNSET |  |  | Level: Level 1 |  |  |  | 0.500000 | [7 empty] | 0.460000 |  |  |  |  | N/A | UNSET | N/A | N/A | TRUE | N/A | 0 | N/A | 0 | 0 | 0 | 0 | 0 | UNSET | N/A | N/A | FIXED | N/A | Ground Fault Receptacles | UNSET | N/A |  | N/A | N/A | N/A | 0 | L1 | 0 | N/A | N/A | N/A | 0 | [16 empty] | N/A |  |  |  | 23.80.50.11.17 | [7 empty] | Receptacle |  | N21E1 | 12 | [5 empty] | 1291.669250 | 0.000000 | 440 | 1937.503875 | TRUE
2015 | 1D25 |  | 913059 | New Construction | N/A | [5 empty] | 103482 |  | 46684 |  | 43913 |  |  | Standard | 0 |  | 99330,99331,99332,99333,99334,99335,103571,103572,103573,103574,103575 | 0Oe4W3Rwf1Dht7uPdCMUoK | 1 |  | M_Duplex Receptacle:Standard:Standard:913059 |  |  | N/A | 2015 | N/A |  | N/A | N/A | N/A | N/A | N/A |  | 120 V/1-180 VA | N/A | Linked Revit Model : Clinic_A.rvt | UNSET |  |  | Level: Level 1 |  |  |  | 0.500000 | [7 empty] | 0.460000 |  |  |  |  | N/A | UNSET | N/A | N/A | TRUE | N/A | 0 | N/A | 0 | 0 | 0 | 0 | 0 | UNSET | N/A | N/A | FIXED | N/A | Ground Fault Receptacles | UNSET | N/A |  | N/A | N/A | N/A | 0 | L1 | 0 | N/A | N/A | N/A | 0 | [16 empty] | N/A |  |  |  | 23.80.50.11.17 | [7 empty] | Receptacle |  | N21E1 | 12 | [5 empty] | 1291.669250 | 0.000000 | 441 | 1937.503875 | TRUE
2016 | 1D25 |  | 913102 | New Construction | N/A | [5 empty] | 103482 |  | 46685 |  | 43914 |  |  | Standard | 0 |  | 99336,99337,99338,99339,99340,99341,103571,103572,103573,103574,103575 | 0Oe4W3Rwf1Dht7uPdCMUpv | 1 |  | M_Duplex Receptacle:Standard:Standard:913102 |  |  | N/A | 2016 | N/A |  | N/A | N/A | N/A | N/A | N/A |  | 120 V/1-180 VA | N/A | Linked Revit Model : Clinic_A.rvt | UNSET |  |  | Level: Level 1 |  |  |  | 0.500000 | [7 empty] | 0.460000 |  |  |  |  | N/A | UNSET | N/A | N/A | TRUE | N/A | 0 | N/A | 0 | 0 | 0 | 0 | 0 | UNSET | N/A | N/A | FIXED | N/A | Ground Fault Receptacles | UNSET | N/A |  | N/A | N/A | N/A | 0 | L1 | 0 | N/A | N/A | N/A | 0 | [16 empty] | N/A |  |  |  | 23.80.50.11.17 | [7 empty] | Receptacle |  | N21E1 | 12 | [5 empty] | 1291.669250 | 0.000000 | 442 | 1937.503875 | TRUE
2017 | 1D25 |  | 913145 | New Construction | N/A | [5 empty] | 103482 |  | 46686 |  | 43915 |  |  | Standard | 0 |  | 99342,99343,99344,99345,99346,99347,103571,103572,103573,103574,103575 | 0Oe4W3Rwf1Dht7uPdCMUpE | 1 |  | M_Duplex Receptacle:Standard:Standard:913145 |  |  | N/A | 2017 | N/A |  | N/A | N/A | N/A | N/A | N/A |  | 120 V/1-180 VA | N/A | Linked Revit Model : Clinic_A.rvt | UNSET |  |  | Level: Level 1 |  |  |  | 0.500000 | [7 empty] | 0.460000 |  |  |  |  | N/A | UNSET | N/A | N/A | TRUE | N/A | 0 | N/A | 0 | 0 | 0 | 0 | 0 | UNSET | N/A | N/A | FIXED | N/A | Ground Fault Receptacles | UNSET | N/A |  | N/A | N/A | N/A | 0 | L1 | 0 | N/A | N/A | N/A | 0 | [16 empty] | N/A |  |  |  | 23.80.50.11.17 | [7 empty] | Receptacle |  | N21E1 | 20 | [5 empty] | 1291.669250 | 0.000000 | 443 | 1937.503875 | TRUE
2018 | 1D25 |  | 913238 | New Construction | N/A | [5 empty] | 103482 |  | 46687 |  | 43916 |  |  | Standard | 0 |  | 99348,99349,99350,99351,99352,99353,103571,103572,103573,103574,103575 | 0Oe4W3Rwf1Dht7uPdCMUrX | 1 |  | M_Duplex Receptacle:Standard:Standard:913238 |  |  | N/A | 2018 | N/A |  | N/A | N/A | N/A | N/A | N/A |  | 120 V/1-180 VA | N/A | Linked Revit Model : Clinic_A.rvt | UNSET |  |  | Level: Level 1 |  |  |  | 0.500000 | [7 empty] | 0.460000 |  |  |  |  | N/A | UNSET | N/A | N/A | TRUE | N/A | 0 | N/A | 0 | 0 | 0 | 0 | 0 | UNSET | N/A | N/A | FIXED | N/A | Ground Fault Receptacles | UNSET | N/A |  | N/A | N/A | N/A | 0 | L1 | 0 | N/A | N/A | N/A | 0 | [16 empty] | N/A |  |  |  | 23.80.50.11.17 | [7 empty] | Receptacle |  | N21E1 | 20 | [5 empty] | 1291.669250 | 0.000000 | 444 | 1937.503875 | TRUE
2049 | 1D25 |  | 918957 | New Construction | N/A | [5 empty] | 103482 |  | 46718 |  | 43947 |  |  | Standard | 0 |  | 99534,99535,99536,99537,99538,99539,103571,103572,103573,103574,103575 | 0Oe4W3Rwf1Dht7uPdCMWUQ | 1 |  | M_Duplex Receptacle:Standard:Standard:918957 |  |  | N/A | 2049 | N/A |  | N/A | N/A | N/A | N/A | N/A |  | 120 V/1-180 VA | N/A | Linked Revit Model : Clinic_A.rvt | UNSET |  |  | Level: Level 1 |  |  |  | 0.500000 | [7 empty] | 0.460000 |  |  |  |  | N/A | UNSET | N/A | N/A | TRUE | N/A | 0 | N/A | 0 | 0 | 0 | 0 | 0 | UNSET | N/A | N/A | FIXED | N/A | Ground Fault Receptacles | UNSET | N/A |  | N/A | N/A | N/A | 0 | L1 | 0 | N/A | N/A | N/A | 0 | [16 empty] | N/A |  |  |  | 23.80.50.11.17 | [7 empty] | Receptacle |  | N21E1 | 23 | [5 empty] | 1291.669250 | 0.000000 | 475 | 1937.503875 | TRUE
2050 | 1D25 |  | 919516 | New Construction | N/A | [5 empty] | 103482 |  | 46719 |  | 43948 |  |  | Standard | 0 |  | 99540,99541,99542,99543,99544,99545,103571,103572,103573,103574,103575 | 0Oe4W3Rwf1Dht7uPdCMWNh | 1 |  | M_Duplex Receptacle:Standard:Standard:919516 |  |  | N/A | 2050 | N/A |  | N/A | N/A | N/A | N/A | N/A |  | 120 V/1-180 VA | N/A | Linked Revit Model : Clinic_A.rvt | UNSET |  |  | Level: Level 1 |  |  |  | 0.500000 | [7 empty] | 0.460000 |  |  |  |  | N/A | UNSET | N/A | N/A | TRUE | N/A | 0 | N/A | 0 | 0 | 0 | 0 | 0 | UNSET | N/A | N/A | FIXED | N/A | Ground Fault Receptacles | UNSET | N/A |  | N/A | N/A | N/A | 0 | L1 | 0 | N/A | N/A | N/A | 0 | [16 empty] | N/A |  |  |  | 23.80.50.11.17 | [7 empty] | Receptacle |  | N21E1 | 23 | [5 empty] | 1291.669250 | 0.000000 | 476 | 1937.503875 | TRUE
2051 | 1D25 |  | 919591 | New Construction | N/A | [5 empty] | 103482 |  | 46720 |  | 43949 |  |  | Standard | 0 |  | 99546,99547,99548,99549,99550,99551,103571,103572,103573,103574,103575 | 0Oe4W3Rwf1Dht7uPdCMWeG | 1 |  | M_Duplex Receptacle:Standard:Standard:919591 |  |  | N/A | 2051 | N/A |  | N/A | N/A | N/A | N/A | N/A |  | 120 V/1-180 VA | N/A | Linked Revit Model : Clinic_A.rvt | UNSET |  |  | Level: Level 1 |  |  |  | 0.500000 | [7 empty] | 0.460000 |  |  |  |  | N/A | UNSET | N/A | N/A | TRUE | N/A | 0 | N/A | 0 | 0 | 0 | 0 | 0 | UNSET | N/A | N/A | FIXED | N/A | Ground Fault Receptacles | UNSET | N/A |  | N/A | N/A | N/A | 0 | L1 | 0 | N/A | N/A | N/A | 0 | [16 empty] | N/A |  |  |  | 23.80.50.11.17 | [7 empty] | Receptacle |  | N21E1 | 23 | [5 empty] | 1291.669250 | 0.000000 | 477 | 1937.503875 | TRUE
2052 | 1D25 |  | 919745 | New Construction | N/A | [5 empty] | 103482 |  | 46721 |  | 43950 |  |  | Standard | 0 |  | 99552,99553,99554,99555,99556,99557,103571,103572,103573,103574,103575 | 0Oe4W3Rwf1Dht7uPdCMWhs | 1 |  | M_Duplex Receptacle:Standard:Standard:919745 |  |  | N/A | 2052 | N/A |  | N/A | N/A | N/A | N/A | N/A |  | 120 V/1-180 VA | N/A | Linked Revit Model : Clinic_A.rvt | UNSET |  |  | Level: Level 1 |  |  |  | 0.500000 | [7 empty] | 0.460000 |  |  |  |  | N/A | UNSET | N/A | N/A | TRUE | N/A | 0 | N/A | 0 | 0 | 0 | 0 | 0 | UNSET | N/A | N/A | FIXED | N/A | Ground Fault Receptacles | UNSET | N/A |  | N/A | N/A | N/A | 0 | L1 | 0 | N/A | N/A | N/A | 0 | [16 empty] | N/A |  |  |  | 23.80.50.11.17 | [7 empty] | Receptacle |  | N21E1 | 22 | [5 empty] | 1291.669250 | 0.000000 | 478 | 1937.503875 | TRUE
2053 | 1D25 |  | 919819 | New Construction | N/A | [5 empty] | 103482 |  | 46722 |  | 43951 |  |  | Standard | 0 |  | 99558,99559,99560,99561,99562,99563,103571,103572,103573,103574,103575 | 0Oe4W3Rwf1Dht7uPdCMWiy | 1 |  | M_Duplex Receptacle:Standard:Standard:919819 |  |  | N/A | 2053 | N/A |  | N/A | N/A | N/A | N/A | N/A |  | 120 V/1-180 VA | N/A | Linked Revit Model : Clinic_A.rvt | UNSET |  |  | Level: Level 1 |  |  |  | 0.500000 | [7 empty] | 0.460000 |  |  |  |  | N/A | UNSET | N/A | N/A | TRUE | N/A | 0 | N/A | 0 | 0 | 0 | 0 | 0 | UNSET | N/A | N/A | FIXED | N/A | Ground Fault Receptacles | UNSET | N/A |  | N/A | N/A | N/A | 0 | L1 | 0 | N/A | N/A | N/A | 0 | [16 empty] | N/A |  |  |  | 23.80.50.11.17 | [7 empty] | Receptacle |  | N21E1 | 22 | [5 empty] | 1291.669250 | 0.000000 | 479 | 1937.503875 | TRUE
2054 | 1D25 |  | 919903 | New Construction | N/A | [5 empty] | 103482 |  | 46723 |  | 43952 |  |  | Standard | 0 |  | 99564,99565,99566,99567,99568,99569,103571,103572,103573,103574,103575 | 0Oe4W3Rwf1Dht7uPdCMWje | 1 |  | M_Duplex Receptacle:Standard:Standard:919903 |  |  | N/A | 2054 | N/A |  | N/A | N/A | N/A | N/A | N/A |  | 120 V/1-180 VA | N/A | Linked Revit Model : Clinic_A.rvt | UNSET |  |  | Level: Level 1 |  |  |  | 0.500000 | [7 empty] | 0.460000 |  |  |  |  | N/A | UNSET | N/A | N/A | TRUE | N/A | 0 | N/A | 0 | 0 | 0 | 0 | 0 | UNSET | N/A | N/A | FIXED | N/A | Ground Fault Receptacles | UNSET | N/A |  | N/A | N/A | N/A | 0 | L1 | 0 | N/A | N/A | N/A | 0 | [16 empty] | N/A |  |  |  | 23.80.50.11.17 | [7 empty] | Receptacle |  | N21E1 | 22 | [5 empty] | 1291.669250 | 0.000000 | 480 | 1937.503875 | TRUE
2056 | 1D25 |  | 920082 | New Construction | N/A | [5 empty] | 103482 |  | 46725 |  | 43954 |  |  | Standard | 0 |  | 99576,99577,99578,99579,99580,99581,103571,103572,103573,103574,103575 | 0Oe4W3Rwf1Dht7uPdCMWWb | 1 |  | M_Duplex Receptacle:Standard:Standard:920082 |  |  | N/A | 2056 | N/A |  | N/A | N/A | N/A | N/A | N/A |  | 120 V/1-180 VA | N/A | Linked Revit Model : Clinic_A.rvt | UNSET |  |  | Level: Level 1 |  |  |  | 0.500000 | [7 empty] | 0.460000 |  |  |  |  | N/A | UNSET | N/A | N/A | TRUE | N/A | 0 | N/A | 0 | 0 | 0 | 0 | 0 | UNSET | N/A | N/A | FIXED | N/A | Ground Fault Receptacles | UNSET | N/A |  | N/A | N/A | N/A | 0 | L1 | 0 | N/A | N/A | N/A | 0 | [16 empty] | N/A |  |  |  | 23.80.50.11.17 | [7 empty] | Receptacle |  | N21E1 | 21 | [5 empty] | 1291.669250 | 0.000000 | 482 | 1937.503875 | TRUE
2057 | 1D25 |  | 920178 | New Construction | N/A | [5 empty] | 103482 |  | 46726 |  | 43955 |  |  | Standard | 0 |  | 99582,99583,99584,99585,99586,99587,103571,103572,103573,103574,103575 | 0Oe4W3Rwf1Dht7uPdCMWX5 | 1 |  | M_Duplex Receptacle:Standard:Standard:920178 |  |  | N/A | 2057 | N/A |  | N/A | N/A | N/A | N/A | N/A |  | 120 V/1-180 VA | N/A | Linked Revit Model : Clinic_A.rvt | UNSET |  |  | Level: Level 1 |  |  |  | 0.500000 | [7 empty] | 0.460000 |  |  |  |  | N/A | UNSET | N/A | N/A | TRUE | N/A | 0 | N/A | 0 | 0 | 0 | 0 | 0 | UNSET | N/A | N/A | FIXED | N/A | Ground Fault Receptacles | UNSET | N/A |  | N/A | N/A | N/A | 0 | L1 | 0 | N/A | N/A | N/A | 0 | [16 empty] | N/A |  |  |  | 23.80.50.11.17 | [7 empty] | Receptacle |  | N21E1 | 21 | [5 empty] | 1291.669250 | 0.000000 | 483 | 1937.503875 | TRUE
2059 | 1D25 |  | 920346 | New Construction | N/A | [5 empty] | 103482 |  | 46728 |  | 43957 |  |  | Standard | 0 |  | 99594,99595,99596,99597,99598,99599,103571,103572,103573,103574,103575 | 0Oe4W3Rwf1Dht7uPdCMWaj | 1 |  | M_Duplex Receptacle:Standard:Standard:920346 |  |  | N/A | 2059 | N/A |  | N/A | N/A | N/A | N/A | N/A |  | 120 V/1-180 VA | N/A | Linked Revit Model : Clinic_A.rvt | UNSET |  |  | Level: Level 1 |  |  |  | 0.500000 | [7 empty] | 0.460000 |  |  |  |  | N/A | UNSET | N/A | N/A | TRUE | N/A | 0 | N/A | 0 | 0 | 0 | 0 | 0 | UNSET | N/A | N/A | FIXED | N/A | Ground Fault Receptacles | UNSET | N/A |  | N/A | N/A | N/A | 0 | L1 | 0 | N/A | N/A | N/A | 0 | [16 empty] | N/A |  |  |  | 23.80.50.11.17 | [7 empty] | Receptacle |  | N21E1 | 21 | [5 empty] | 1291.669250 | 0.000000 | 485 | 1937.503875 | TRUE
2061 | 1D25 |  | 920631 | New Construction | N/A | [5 empty] | 103482 |  | 46730 |  | 43959 |  |  | Standard | 0 |  | 99606,99607,99608,99609,99610,99611,103571,103572,103573,103574,103575 | 0Oe4W3Rwf1Dht7uPdCMWu0 | 1 |  | M_Duplex Receptacle:Standard:Standard:920631 |  |  | N/A | 2061 | N/A |  | N/A | N/A | N/A | N/A | N/A |  | 120 V/1-180 VA | N/A | Linked Revit Model : Clinic_A.rvt | UNSET |  |  | Level: Level 1 |  |  |  | 0.500000 | [7 empty] | 0.460000 |  |  |  |  | N/A | UNSET | N/A | N/A | TRUE | N/A | 0 | N/A | 0 | 0 | 0 | 0 | 0 | UNSET | N/A | N/A | FIXED | N/A | Ground Fault Receptacles | UNSET | N/A |  | N/A | N/A | N/A | 0 | L1 | 0 | N/A | N/A | N/A | 0 | [16 empty] | N/A |  |  |  | 23.80.50.11.17 | [7 empty] | Receptacle |  | N21E1 | 20 | [5 empty] | 1291.669250 | 0.000000 | 487 | 1937.503875 | TRUE
2062 | 1D25 |  | 920903 | New Construction | N/A | [5 empty] | 103482 |  | 46731 |  | 43960 |  |  | Standard | 0 |  | 99612,99613,99614,99615,99616,99617,103571,103572,103573,103574,103575 | 0Oe4W3Rwf1Dht7uPdCMWzm | 1 |  | M_Duplex Receptacle:Standard:Standard:920903 |  |  | N/A | 2062 | N/A |  | N/A | N/A | N/A | N/A | N/A |  | 120 V/1-180 VA | N/A | Linked Revit Model : Clinic_A.rvt | UNSET |  |  | Level: Level 1 |  |  |  | 0.500000 | [7 empty] | 0.460000 |  |  |  |  | N/A | UNSET | N/A | N/A | TRUE | N/A | 0 | N/A | 0 | 0 | 0 | 0 | 0 | UNSET | N/A | N/A | FIXED | N/A | Ground Fault Receptacles | UNSET | N/A |  | N/A | N/A | N/A | 0 | L1 | 0 | N/A | N/A | N/A | 0 | [16 empty] | N/A |  |  |  | 23.80.50.11.17 | [7 empty] | Receptacle |  | N21E1 | 20 | [5 empty] | 1291.669250 | 0.000000 | 488 | 1937.503875 | TRUE
2097 | 1D25 |  | 932602 | New Construction | N/A | [5 empty] | 103482 |  | 46773 |  | 43999 |  |  | Standard | 0 |  | 99871,99872,99873,99874,99875,99876,103571,103572,103573,103574,103575 | 1QA7B_6G1CUwPHFKLOSH8C | 1 |  | M_Duplex Receptacle:Standard:Standard:932602 |  |  | N/A | 2097 | N/A |  | N/A | N/A | N/A | N/A | N/A |  | 120 V/1-180 VA | N/A | Linked Revit Model : Clinic_A.rvt | UNSET |  |  | Level: Level 1 |  |  |  | 0.500000 | [7 empty] | 0.460000 |  |  |  |  | N/A | UNSET | N/A | N/A | TRUE | N/A | 0 | N/A | 0 | 0 | 0 | 0 | 0 | UNSET | N/A | N/A | FIXED | N/A | Ground Fault Receptacles | UNSET | N/A |  | N/A | N/A | N/A | 0 | L1 | 0 | N/A | N/A | N/A | 0 | [16 empty] | N/A |  |  |  | 23.80.50.11.17 | [7 empty] | Receptacle |  | N21E1 | 21 | [5 empty] | 1291.669250 | 0.000000 | 523 | 1937.503875 | TRUE
634 | 1D26 | 0 | 743390 | New Construction | N/A |  | 0 |  | 0 |  | 103019 | Point+HemiSpherical | 45433 |  | 53304 | REF TYPE MARK | 0 | B3 - 610x610mm | 0 | 87009 | 91202,91203,91204,91205,91206,91207,91208,103543,103544,103545,103546,103547,103548,103549,103550,103551 | 312$WHH7b36fc6XaYoDloX | 1 |  | M_Troffer Light - Parabolic Square:B3 - 610x610mm:B3 - 610x610mm:743390 |  | NO | N/A | 634 | N/A | 16777215 | N/A | N/A | N/A | N/A | N/A |  | 120 V/1-40 VA | N/A | Linked Revit Model : Clinic_A.rvt | UNSET |  |  | Level: Level 1 | UNSET | F | 0 | 2.680000 |  | 430.556417 | 0 | 0.050000 |  |  |  | 1.200000 |  |  | U-SHAPED, CRI=75 |  | N/A | UNSET | N/A | N/A | TRUE | N/A | 0 | N/A | 0 | 0 | 0 | 0 | 0 | UNSET | N/A | N/A | FIXED | N/A | Downlights | UNSET | N/A |  | N/A | N/A | N/A | 0 | L1 | 0 | N/A | N/A | N/A | 0 | UNSET | UNSET | 0 | 0 | 0 | 0 | 0 | [9 empty] | N/A |  |  |  | 23.80.70.11.14.11 |  |  | B3 |  |  |  | 1291.669250 | Lighting - Dwelling Unit | 1 | L41B | 5 |  |  | 3150.000000 | 32 | [8 empty] | Metal - Paint Finish - Dark Gray, Matte | Glass - White, High Luminance | Metal - Chrome
1359 | 1D26 |  | 812766 | New Construction | N/A | [5 empty] | 103019 |  | 46028 |  | 43289 |  |  | Single Pole | 0 |  | 95321,95322,95323,95324,95325,95326,103554,103555,103556,103557,103558,103559 | 0FXKOTtYf3kRrcedvXFXGG | 1 |  | M_Lighting Switches:Single Pole:Single Pole:812766 |  |  | N/A | 1359 | N/A |  | N/A | N/A | N/A | N/A | N/A |  | 120 V/1-0 VA | N/A | Linked Revit Model : Clinic_A.rvt |  |  |  | Level: Level 1 |  |  |  | 1.200000 |  | 0.000000 | [5 empty] | 1.200000 |  |  |  |  | N/A | UNSET | N/A | N/A | TRUE | N/A | 0 | N/A | 0 | 0 | 0 | 0 | 0 | UNSET | N/A | N/A | FIXED | N/A | Switches | UNSET | N/A |  | N/A | N/A | N/A | 0 | L1 | 0 | N/A | N/A | N/A | 0 | [16 empty] | N/A |  |  |  | 23.80.50.11.14 | [7 empty] | Other |  | L41B | 5 | [5 empty] | 1291.669250 | 0.000000
2012 | 1D26 |  | 912782 | New Construction | N/A | [5 empty] | 103019 |  | 46681 |  | 43910 |  |  | Standard | 0 |  | 99312,99313,99314,99315,99316,99317,103571,103572,103573,103574,103575 | 0Oe4W3Rwf1Dht7uPdCMU_v | 1 |  | M_Duplex Receptacle:Standard:Standard:912782 |  |  | N/A | 2012 | N/A |  | N/A | N/A | N/A | N/A | N/A |  | 120 V/1-180 VA | N/A | Linked Revit Model : Clinic_A.rvt | UNSET |  |  | Level: Level 1 |  |  |  | 0.500000 | [7 empty] | 0.460000 |  |  |  |  | N/A | UNSET | N/A | N/A | TRUE | N/A | 0 | N/A | 0 | 0 | 0 | 0 | 0 | UNSET | N/A | N/A | FIXED | N/A | Ground Fault Receptacles | UNSET | N/A |  | N/A | N/A | N/A | 0 | L1 | 0 | N/A | N/A | N/A | 0 | [16 empty] | N/A |  |  |  | 23.80.50.11.17 | [7 empty] | Receptacle |  | N21E1 | 12 | [5 empty] | 1291.669250 | 0.000000 | 438 | 1937.503875 | TRUE
410 | 1D27 | 0 | 738965 | New Construction | N/A |  | 0 |  | 0 |  | 103252 | Point+HemiSpherical | 45209 |  | 53080 | REF TYPE MARK | 0 | B1 - 0610x1219mm | 0 | 87233 | 89581,89582,89583,89584,89585,89586,89587,103561,103562,103563,103564,103565,103566,103567,103568,103569 | 2K_rhNuRTE1el3fJWhkg7O | 1 |  | M_Troffer Light - Parabolic Rectangular:B1 - 0610x1219mm:B1 - 0610x1219mm:738965 |  | NO | N/A | 410 | N/A | 16777215 | N/A | N/A | N/A | N/A | N/A |  | 120 V/1-80 VA | N/A | <not associated> | UNSET |  |  | Level: Level 1 | UNSET | F | 0 | 2.680000 |  | 861.112833 | 0 | 0.050000 |  |  |  | 1.200000 |  |  | T8, 1219mm, RAPID START, CRI=75 |  | N/A | UNSET | N/A | N/A | TRUE | N/A | 0 | N/A | 0 | 0 | 0 | 0 | 0 | UNSET | N/A | N/A | FIXED | N/A | Downlights | UNSET | N/A | D5020210 | N/A | N/A | N/A | 0 | L1 | 0 | N/A | N/A | N/A | 0 | UNSET | UNSET | 0 | 0 | 0 | 0 | 0 | [9 empty] | N/A | Lighting - Fluorescent |  |  | 23.80.70.11.14.11 |  |  | B1 |  |  |  | 1291.669250 | Lighting - Dwelling Unit | 1 | L41B | 5 |  |  | 2900.000000 | 32 | [8 empty] | Metal - Paint Finish - Dark Gray, Matte | Glass - White, High Luminance | Metal - Chrome
411 | 1D27 | 0 | 738973 | New Construction | N/A |  | 0 |  | 0 |  | 103252 | Point+HemiSpherical | 45210 |  | 53081 | REF TYPE MARK | 0 | B1 - 0610x1219mm | 0 | 87232 | 89588,89589,89590,89591,89592,89593,89594,103561,103562,103563,103564,103565,103566,103567,103568,103569 | 2K_rhNuRTE1el3fJWhkg7G | 1 |  | M_Troffer Light - Parabolic Rectangular:B1 - 0610x1219mm:B1 - 0610x1219mm:738973 |  | NO | N/A | 411 | N/A | 16777215 | N/A | N/A | N/A | N/A | N/A |  | 120 V/1-80 VA | N/A | <not associated> | UNSET |  |  | Level: Level 1 | UNSET | F | 0 | 2.680000 |  | 861.112833 | 0 | 0.050000 |  |  |  | 1.200000 |  |  | T8, 1219mm, RAPID START, CRI=75 |  | N/A | UNSET | N/A | N/A | TRUE | N/A | 0 | N/A | 0 | 0 | 0 | 0 | 0 | UNSET | N/A | N/A | FIXED | N/A | Downlights | UNSET | N/A | D5020210 | N/A | N/A | N/A | 0 | L1 | 0 | N/A | N/A | N/A | 0 | UNSET | UNSET | 0 | 0 | 0 | 0 | 0 | [9 empty] | N/A | Lighting - Fluorescent |  |  | 23.80.70.11.14.11 |  |  | B1 |  |  |  | 1291.669250 | Lighting - Dwelling Unit | 1 | L41B | 5 |  |  | 2900.000000 | 32 | [8 empty] | Metal - Paint Finish - Dark Gray, Matte | Glass - White, High Luminance | Metal - Chrome
1356 | 1D27 |  | 812252 | New Construction | N/A | [5 empty] | 103252 |  | 46025 |  | 43286 |  |  | Single Pole | 0 |  | 95303,95304,95305,95306,95307,95308,103554,103555,103556,103557,103558,103559 | 0FXKOTtYf3kRrcedvXFXOI | 1 |  | M_Lighting Switches:Single Pole:Single Pole:812252 |  |  | N/A | 1356 | N/A |  | N/A | N/A | N/A | N/A | N/A |  | 120 V/1-0 VA | N/A | Linked Revit Model : Clinic_A.rvt |  |  |  | Level: Level 1 |  |  |  | 1.200000 |  | 0.000000 | [5 empty] | 1.200000 |  |  |  |  | N/A | UNSET | N/A | N/A | TRUE | N/A | 0 | N/A | 0 | 0 | 0 | 0 | 0 | UNSET | N/A | N/A | FIXED | N/A | Switches | UNSET | N/A |  | N/A | N/A | N/A | 0 | L1 | 0 | N/A | N/A | N/A | 0 | [16 empty] | N/A |  |  |  | 23.80.50.11.14 | [7 empty] | Other |  | L41B | 5 | [5 empty] | 1291.669250 | 0.000000
2009 | 1D27 |  | 912129 | New Construction | N/A | [5 empty] | 103252 |  | 46678 |  | 43907 |  |  | Standard | 0 |  | 99294,99295,99296,99297,99298,99299,103571,103572,103573,103574,103575 | 0Oe4W3Rwf1Dht7uPdCMUas | 1 |  | M_Duplex Receptacle:Standard:Standard:912129 |  |  | N/A | 2009 | N/A |  | N/A | N/A | N/A | N/A | N/A |  | 120 V/1-180 VA | N/A | Linked Revit Model : Clinic_A.rvt | UNSET |  |  | Level: Level 1 |  |  |  | 0.500000 | [7 empty] | 0.460000 |  |  |  |  | N/A | UNSET | N/A | N/A | TRUE | N/A | 0 | N/A | 0 | 0 | 0 | 0 | 0 | UNSET | N/A | N/A | FIXED | N/A | Ground Fault Receptacles | UNSET | N/A |  | N/A | N/A | N/A | 0 | L1 | 0 | N/A | N/A | N/A | 0 | [16 empty] | N/A |  |  |  | 23.80.50.11.17 | [7 empty] | Receptacle |  | N21E1 | 10 | [5 empty] | 1291.669250 | 0.000000 | 435 | 1937.503875 | TRUE
2010 | 1D27 |  | 912347 | New Construction | N/A | [5 empty] | 103252 |  | 46679 |  | 43908 |  |  | Standard | 0 |  | 99300,99301,99302,99303,99304,99305,103571,103572,103573,103574,103575 | 0Oe4W3Rwf1Dht7uPdCMUdi | 1 |  | M_Duplex Receptacle:Standard:Standard:912347 |  |  | N/A | 2010 | N/A |  | N/A | N/A | N/A | N/A | N/A |  | 120 V/1-180 VA | N/A | Linked Revit Model : Clinic_A.rvt | UNSET |  |  | Level: Level 1 |  |  |  | 0.500000 | [7 empty] | 0.460000 |  |  |  |  | N/A | UNSET | N/A | N/A | TRUE | N/A | 0 | N/A | 0 | 0 | 0 | 0 | 0 | UNSET | N/A | N/A | FIXED | N/A | Ground Fault Receptacles | UNSET | N/A |  | N/A | N/A | N/A | 0 | L1 | 0 | N/A | N/A | N/A | 0 | [16 empty] | N/A |  |  |  | 23.80.50.11.17 | [7 empty] | Receptacle |  | N21E1 | 10 | [5 empty] | 1291.669250 | 0.000000 | 436 | 1937.503875 | TRUE
2095 | 1D27 |  | 932099 | New Construction | N/A | [5 empty] | 103252 |  | 46771 |  | 43997 |  |  | Standard | 0 |  | 99859,99860,99861,99862,99863,99864,103571,103572,103573,103574,103575 | 1QA7B_6G1CUwPHFKLOSH7r | 1 |  | M_Duplex Receptacle:Standard:Standard:932099 |  |  | N/A | 2095 | N/A |  | N/A | N/A | N/A | N/A | N/A |  | 120 V/1-180 VA | N/A | Linked Revit Model : Clinic_A.rvt | UNSET |  |  | Level: Level 1 |  |  |  | 0.500000 | [7 empty] | 0.460000 |  |  |  |  | N/A | UNSET | N/A | N/A | TRUE | N/A | 0 | N/A | 0 | 0 | 0 | 0 | 0 | UNSET | N/A | N/A | FIXED | N/A | Ground Fault Receptacles | UNSET | N/A |  | N/A | N/A | N/A | 0 | L1 | 0 | N/A | N/A | N/A | 0 | [16 empty] | N/A |  |  |  | 23.80.50.11.17 | [7 empty] | Receptacle |  | N21E1 | 10 | [5 empty] | 1291.669250 | 0.000000 | 521 | 1937.503875 | TRUE
2096 | 1D27 |  | 932133 | New Construction | N/A | [5 empty] | 103252 |  | 46772 |  | 43998 |  |  | Standard | 0 |  | 99865,99866,99867,99868,99869,99870,103571,103572,103573,103574,103575 | 1QA7B_6G1CUwPHFKLOSH7J | 1 |  | M_Duplex Receptacle:Standard:Standard:932133 |  |  | N/A | 2096 | N/A |  | N/A | N/A | N/A | N/A | N/A |  | 120 V/1-180 VA | N/A | Linked Revit Model : Clinic_A.rvt | UNSET |  |  | Level: Level 1 |  |  |  | 0.500000 | [7 empty] | 0.460000 |  |  |  |  | N/A | UNSET | N/A | N/A | TRUE | N/A | 0 | N/A | 0 | 0 | 0 | 0 | 0 | UNSET | N/A | N/A | FIXED | N/A | Ground Fault Receptacles | UNSET | N/A |  | N/A | N/A | N/A | 0 | L1 | 0 | N/A | N/A | N/A | 0 | [16 empty] | N/A |  |  |  | 23.80.50.11.17 | [7 empty] | Receptacle |  | N21E1 | 10 | [5 empty] | 1291.669250 | 0.000000 | 522 | 1937.503875 | TRUE
385 | 1D28 | 0 | 738635 | New Construction | N/A |  | 0 |  | 0 |  | 103018 | Point+HemiSpherical | 45184 |  | 53055 | REF TYPE MARK | 0 | C18 - 0610x1219mm | 0 | 87258 | 89406,89407,89408,89409,89410,89411,89412,103498,103499,103500,103501,103502,103503,103504,103505,103506 | 1VtcqOrav5Tvkak81kVRpS | 1 |  | M_Troffer Light - Parabolic Rectangular:C18 - 0610x1219mm:C18 - 0610x1219mm:738635 |  | NO | N/A | 385 | N/A | 16777215 | N/A | N/A | N/A | N/A | N/A |  | 120 V/1-80 VA | N/A | <not associated> | UNSET |  |  | Level: Level 1 | UNSET | F | 0 | 2.680000 |  | 861.112833 | 0 | 0.050000 |  |  |  | 1.200000 |  |  | T8, 1219mm, RAPID START, CRI=85 MINI |  | N/A | UNSET | N/A | N/A | TRUE | N/A | 0 | N/A | 0 | 0 | 0 | 0 | 0 | UNSET | N/A | N/A | FIXED | N/A | Downlights | UNSET | N/A | D5020210 | N/A | N/A | N/A | 0 | L1 | 0 | N/A | N/A | N/A | 0 | UNSET | UNSET | 0 | 0 | 0 | 0 | 0 | [9 empty] | N/A | Lighting - Fluorescent |  |  | 23.80.70.11.14.11 |  |  | C18 |  |  |  | 1291.669250 | Lighting - Dwelling Unit | 1 | L41B | 4 |  |  | 2900.000000 | 32 | [8 empty] | Metal - Paint Finish - Dark Gray, Matte | Glass - White, High Luminance | Metal - Chrome
386 | 1D28 | 0 | 738643 | New Construction | N/A |  | 0 |  | 0 |  | 103018 | Point+HemiSpherical | 45185 |  | 53056 | REF TYPE MARK | 0 | C18 - 0610x1219mm | 0 | 87257 | 89413,89414,89415,89416,89417,89418,89419,103498,103499,103500,103501,103502,103503,103504,103505,103506 | 1VtcqOrav5Tvkak81kVRp4 | 1 |  | M_Troffer Light - Parabolic Rectangular:C18 - 0610x1219mm:C18 - 0610x1219mm:738643 |  | NO | N/A | 386 | N/A | 16777215 | N/A | N/A | N/A | N/A | N/A |  | 120 V/1-80 VA | N/A | <not associated> | UNSET |  |  | Level: Level 1 | UNSET | F | 0 | 2.680000 |  | 861.112833 | 0 | 0.050000 |  |  |  | 1.200000 |  |  | T8, 1219mm, RAPID START, CRI=85 MINI |  | N/A | UNSET | N/A | N/A | TRUE | N/A | 0 | N/A | 0 | 0 | 0 | 0 | 0 | UNSET | N/A | N/A | FIXED | N/A | Downlights | UNSET | N/A | D5020210 | N/A | N/A | N/A | 0 | L1 | 0 | N/A | N/A | N/A | 0 | UNSET | UNSET | 0 | 0 | 0 | 0 | 0 | [9 empty] | N/A | Lighting - Fluorescent |  |  | 23.80.70.11.14.11 |  |  | C18 |  |  |  | 1291.669250 | Lighting - Dwelling Unit | 1 | L41B | 4 |  |  | 2900.000000 | 32 | [8 empty] | Metal - Paint Finish - Dark Gray, Matte | Glass - White, High Luminance | Metal - Chrome
1383 | 1D28 |  | 816770 | New Construction | N/A | [5 empty] | 103018 |  | 46052 |  | 43313 |  |  | Single Pole | 0 |  | 95465,95466,95467,95468,95469,95470,103554,103555,103556,103557,103558,103559 | 0FXKOTtYf3kRrcedvXFWHC | 1 |  | M_Lighting Switches:Single Pole:Single Pole:816770 |  |  | N/A | 1383 | N/A |  | N/A | N/A | N/A | N/A | N/A |  | 120 V/1-0 VA | N/A | Linked Revit Model : Clinic_A.rvt |  |  |  | Level: Level 1 |  |  |  | 1.200000 |  | 0.000000 | [5 empty] | 1.200000 |  |  |  |  | N/A | UNSET | N/A | N/A | TRUE | N/A | 0 | N/A | 0 | 0 | 0 | 0 | 0 | UNSET | N/A | N/A | FIXED | N/A | Switches | UNSET | N/A |  | N/A | N/A | N/A | 0 | L1 | 0 | N/A | N/A | N/A | 0 | [16 empty] | N/A |  |  |  | 23.80.50.11.14 | [7 empty] | Other |  | L41B | 4 | [5 empty] | 1291.669250 | 0.000000
408 | 1D30 | 0 | 738931 | New Construction | N/A |  | 0 |  | 0 |  | 103276 | Point+HemiSpherical | 45207 |  | 53078 | REF TYPE MARK | 0 | B1 - 0610x1219mm | 0 | 87235 | 89567,89568,89569,89570,89571,89572,89573,103561,103562,103563,103564,103565,103566,103567,103568,103569 | 2K_rhNuRTE1el3fJWhkg4_ | 1 |  | M_Troffer Light - Parabolic Rectangular:B1 - 0610x1219mm:B1 - 0610x1219mm:738931 |  | NO | N/A | 408 | N/A | 16777215 | N/A | N/A | N/A | N/A | N/A |  | 120 V/1-80 VA | N/A | <not associated> | UNSET |  |  | Level: Level 1 | UNSET | F | 0 | 2.680000 |  | 861.112833 | 0 | 0.050000 |  |  |  | 1.200000 |  |  | T8, 1219mm, RAPID START, CRI=75 |  | N/A | UNSET | N/A | N/A | TRUE | N/A | 0 | N/A | 0 | 0 | 0 | 0 | 0 | UNSET | N/A | N/A | FIXED | N/A | Downlights | UNSET | N/A | D5020210 | N/A | N/A | N/A | 0 | L1 | 0 | N/A | N/A | N/A | 0 | UNSET | UNSET | 0 | 0 | 0 | 0 | 0 | [9 empty] | N/A | Lighting - Fluorescent |  |  | 23.80.70.11.14.11 |  |  | B1 |  |  |  | 1291.669250 | Lighting - Dwelling Unit | 1 | L41B | 4 |  |  | 2900.000000 | 32 | [8 empty] | Metal - Paint Finish - Dark Gray, Matte | Glass - White, High Luminance | Metal - Chrome
409 | 1D30 | 0 | 738939 | New Construction | N/A |  | 0 |  | 0 |  | 103276 | Point+HemiSpherical | 45208 |  | 53079 | REF TYPE MARK | 0 | B1 - 0610x1219mm | 0 | 87234 | 89574,89575,89576,89577,89578,89579,89580,103561,103562,103563,103564,103565,103566,103567,103568,103569 | 2K_rhNuRTE1el3fJWhkg4s | 1 |  | M_Troffer Light - Parabolic Rectangular:B1 - 0610x1219mm:B1 - 0610x1219mm:738939 |  | NO | N/A | 409 | N/A | 16777215 | N/A | N/A | N/A | N/A | N/A |  | 120 V/1-80 VA | N/A | <not associated> | UNSET |  |  | Level: Level 1 | UNSET | F | 0 | 2.680000 |  | 861.112833 | 0 | 0.050000 |  |  |  | 1.200000 |  |  | T8, 1219mm, RAPID START, CRI=75 |  | N/A | UNSET | N/A | N/A | TRUE | N/A | 0 | N/A | 0 | 0 | 0 | 0 | 0 | UNSET | N/A | N/A | FIXED | N/A | Downlights | UNSET | N/A | D5020210 | N/A | N/A | N/A | 0 | L1 | 0 | N/A | N/A | N/A | 0 | UNSET | UNSET | 0 | 0 | 0 | 0 | 0 | [9 empty] | N/A | Lighting - Fluorescent |  |  | 23.80.70.11.14.11 |  |  | B1 |  |  |  | 1291.669250 | Lighting - Dwelling Unit | 1 | L41B | 4 |  |  | 2900.000000 | 32 | [8 empty] | Metal - Paint Finish - Dark Gray, Matte | Glass - White, High Luminance | Metal - Chrome
1357 | 1D30 |  | 812430 | New Construction | N/A | [5 empty] | 103276 |  | 46026 |  | 43287 |  |  | Single Pole | 0 |  | 95309,95310,95311,95312,95313,95314,103554,103555,103556,103557,103558,103559 | 0FXKOTtYf3kRrcedvXFXT0 | 1 |  | M_Lighting Switches:Single Pole:Single Pole:812430 |  |  | N/A | 1357 | N/A |  | N/A | N/A | N/A | N/A | N/A |  | 120 V/1-0 VA | N/A | Linked Revit Model : Clinic_A.rvt |  |  |  | Level: Level 1 |  |  |  | 1.200000 |  | 0.000000 | [5 empty] | 1.200000 |  |  |  |  | N/A | UNSET | N/A | N/A | TRUE | N/A | 0 | N/A | 0 | 0 | 0 | 0 | 0 | UNSET | N/A | N/A | FIXED | N/A | Switches | UNSET | N/A |  | N/A | N/A | N/A | 0 | L1 | 0 | N/A | N/A | N/A | 0 | [16 empty] | N/A |  |  |  | 23.80.50.11.14 | [7 empty] | Other |  | L41B | 4 | [5 empty] | 1291.669250 | 0.000000
2002 | 1D30 |  | 911551 | New Construction | N/A | [5 empty] | 103276 |  | 46671 |  | 43900 |  |  | Standard | 0 |  | 99252,99253,99254,99255,99256,99257,103571,103572,103573,103574,103575 | 0Oe4W3Rwf1Dht7uPdCMUg8 | 1 |  | M_Duplex Receptacle:Standard:Standard:911551 |  |  | N/A | 2002 | N/A |  | N/A | N/A | N/A | N/A | N/A |  | 120 V/1-180 VA | N/A | Linked Revit Model : Clinic_A.rvt | UNSET |  |  | Level: Level 1 |  |  |  | 0.500000 | [7 empty] | 0.460000 |  |  |  |  | N/A | UNSET | N/A | N/A | TRUE | N/A | 0 | N/A | 0 | 0 | 0 | 0 | 0 | UNSET | N/A | N/A | FIXED | N/A | Ground Fault Receptacles | UNSET | N/A |  | N/A | N/A | N/A | 0 | L1 | 0 | N/A | N/A | N/A | 0 | [16 empty] | N/A |  |  |  | 23.80.50.11.17 | [7 empty] | Receptacle |  | N21E1 | 1 | [5 empty] | 1291.669250 | 0.000000 | 428 | 1937.503875 | TRUE
2004 | 1D30 |  | 911740 | New Construction | N/A | [5 empty] | 103276 |  | 46673 |  | 43902 |  |  | Standard | 0 |  | 99264,99265,99266,99267,99268,99269,103571,103572,103573,103574,103575 | 0Oe4W3Rwf1Dht7uPdCMUjB | 1 |  | M_Duplex Receptacle:Standard:Standard:911740 |  |  | N/A | 2004 | N/A |  | N/A | N/A | N/A | N/A | N/A |  | 120 V/1-180 VA | N/A | Linked Revit Model : Clinic_A.rvt | UNSET |  |  | Level: Level 1 |  |  |  | 0.500000 | [7 empty] | 0.460000 |  |  |  |  | N/A | UNSET | N/A | N/A | TRUE | N/A | 0 | N/A | 0 | 0 | 0 | 0 | 0 | UNSET | N/A | N/A | FIXED | N/A | Ground Fault Receptacles | UNSET | N/A |  | N/A | N/A | N/A | 0 | L1 | 0 | N/A | N/A | N/A | 0 | [16 empty] | N/A |  |  |  | 23.80.50.11.17 | [7 empty] | Receptacle |  | N21E1 | 1 | [5 empty] | 1291.669250 | 0.000000 | 430 | 1937.503875 | TRUE
2005 | 1D30 |  | 911824 | New Construction | N/A | [5 empty] | 103276 |  | 46674 |  | 43903 |  |  | Standard | 0 |  | 99270,99271,99272,99273,99274,99275,103571,103572,103573,103574,103575 | 0Oe4W3Rwf1Dht7uPdCMUld | 1 |  | M_Duplex Receptacle:Standard:Standard:911824 |  |  | N/A | 2005 | N/A |  | N/A | N/A | N/A | N/A | N/A |  | 120 V/1-180 VA | N/A | Linked Revit Model : Clinic_A.rvt | UNSET |  |  | Level: Level 1 |  |  |  | 0.500000 | [7 empty] | 0.460000 |  |  |  |  | N/A | UNSET | N/A | N/A | TRUE | N/A | 0 | N/A | 0 | 0 | 0 | 0 | 0 | UNSET | N/A | N/A | FIXED | N/A | Ground Fault Receptacles | UNSET | N/A |  | N/A | N/A | N/A | 0 | L1 | 0 | N/A | N/A | N/A | 0 | [16 empty] | N/A |  |  |  | 23.80.50.11.17 | [7 empty] | Receptacle |  | N21E1 | 1 | [5 empty] | 1291.669250 | 0.000000 | 431 | 1937.503875 | TRUE
2007 | 1D30 |  | 912033 | New Construction | N/A | [5 empty] | 103276 |  | 46676 |  | 43905 |  |  | Standard | 0 |  | 99282,99283,99284,99285,99286,99287,103571,103572,103573,103574,103575 | 0Oe4W3Rwf1Dht7uPdCMUYM | 1 |  | M_Duplex Receptacle:Standard:Standard:912033 |  |  | N/A | 2007 | N/A |  | N/A | N/A | N/A | N/A | N/A |  | 120 V/1-180 VA | N/A | Linked Revit Model : Clinic_A.rvt | UNSET |  |  | Level: Level 1 |  |  |  | 0.500000 | [7 empty] | 0.460000 |  |  |  |  | N/A | UNSET | N/A | N/A | TRUE | N/A | 0 | N/A | 0 | 0 | 0 | 0 | 0 | UNSET | N/A | N/A | FIXED | N/A | Ground Fault Receptacles | UNSET | N/A |  | N/A | N/A | N/A | 0 | L1 | 0 | N/A | N/A | N/A | 0 | [16 empty] | N/A |  |  |  | 23.80.50.11.17 | [7 empty] | Receptacle |  | N21E1 | 1 | [5 empty] | 1291.669250 | 0.000000 | 433 | 1937.503875 | TRUE
2008 | 1D30 |  | 912086 | New Construction | N/A | [5 empty] | 103276 |  | 46677 |  | 43906 |  |  | Standard | 0 |  | 99288,99289,99290,99291,99292,99293,103571,103572,103573,103574,103575 | 0Oe4W3Rwf1Dht7uPdCMUZX | 1 |  | M_Duplex Receptacle:Standard:Standard:912086 |  |  | N/A | 2008 | N/A |  | N/A | N/A | N/A | N/A | N/A |  | 120 V/1-180 VA | N/A | Linked Revit Model : Clinic_A.rvt | UNSET |  |  | Level: Level 1 |  |  |  | 0.500000 | [7 empty] | 0.460000 |  |  |  |  | N/A | UNSET | N/A | N/A | TRUE | N/A | 0 | N/A | 0 | 0 | 0 | 0 | 0 | UNSET | N/A | N/A | FIXED | N/A | Ground Fault Receptacles | UNSET | N/A |  | N/A | N/A | N/A | 0 | L1 | 0 | N/A | N/A | N/A | 0 | [16 empty] | N/A |  |  |  | 23.80.50.11.17 | [7 empty] | Receptacle |  | N21E1 | 1 | [5 empty] | 1291.669250 | 0.000000 | 434 | 1937.503875 | TRUE
406 | 1D31 | 0 | 738913 | New Construction | N/A |  | 0 |  | 0 |  | 103302 | Point+HemiSpherical | 45205 |  | 53076 | REF TYPE MARK | 0 | B1 - 0610x1219mm | 0 | 87237 | 89553,89554,89555,89556,89557,89558,89559,103561,103562,103563,103564,103565,103566,103567,103568,103569 | 2K_rhNuRTE1el3fJWhkg4i | 1 |  | M_Troffer Light - Parabolic Rectangular:B1 - 0610x1219mm:B1 - 0610x1219mm:738913 |  | NO | N/A | 406 | N/A | 16777215 | N/A | N/A | N/A | N/A | N/A |  | 120 V/1-80 VA | N/A | <not associated> | UNSET |  |  | Level: Level 1 | UNSET | F | 0 | 2.680000 |  | 861.112833 | 0 | 0.050000 |  |  |  | 1.200000 |  |  | T8, 1219mm, RAPID START, CRI=75 |  | N/A | UNSET | N/A | N/A | TRUE | N/A | 0 | N/A | 0 | 0 | 0 | 0 | 0 | UNSET | N/A | N/A | FIXED | N/A | Downlights | UNSET | N/A | D5020210 | N/A | N/A | N/A | 0 | L1 | 0 | N/A | N/A | N/A | 0 | UNSET | UNSET | 0 | 0 | 0 | 0 | 0 | [9 empty] | N/A | Lighting - Fluorescent |  |  | 23.80.70.11.14.11 |  |  | B1 |  |  |  | 1291.669250 | Lighting - Dwelling Unit | 1 | L41B | 4 |  |  | 2900.000000 | 32 | [8 empty] | Metal - Paint Finish - Dark Gray, Matte | Glass - White, High Luminance | Metal - Chrome
407 | 1D31 | 0 | 738921 | New Construction | N/A |  | 0 |  | 0 |  | 103302 | Point+HemiSpherical | 45206 |  | 53077 | REF TYPE MARK | 0 | B1 - 0610x1219mm | 0 | 87236 | 89560,89561,89562,89563,89564,89565,89566,103561,103562,103563,103564,103565,103566,103567,103568,103569 | 2K_rhNuRTE1el3fJWhkg4a | 1 |  | M_Troffer Light - Parabolic Rectangular:B1 - 0610x1219mm:B1 - 0610x1219mm:738921 |  | NO | N/A | 407 | N/A | 16777215 | N/A | N/A | N/A | N/A | N/A |  | 120 V/1-80 VA | N/A | <not associated> | UNSET |  |  | Level: Level 1 | UNSET | F | 0 | 2.680000 |  | 861.112833 | 0 | 0.050000 |  |  |  | 1.200000 |  |  | T8, 1219mm, RAPID START, CRI=75 |  | N/A | UNSET | N/A | N/A | TRUE | N/A | 0 | N/A | 0 | 0 | 0 | 0 | 0 | UNSET | N/A | N/A | FIXED | N/A | Downlights | UNSET | N/A | D5020210 | N/A | N/A | N/A | 0 | L1 | 0 | N/A | N/A | N/A | 0 | UNSET | UNSET | 0 | 0 | 0 | 0 | 0 | [9 empty] | N/A | Lighting - Fluorescent |  |  | 23.80.70.11.14.11 |  |  | B1 |  |  |  | 1291.669250 | Lighting - Dwelling Unit | 1 | L41B | 4 |  |  | 2900.000000 | 32 | [8 empty] | Metal - Paint Finish - Dark Gray, Matte | Glass - White, High Luminance | Metal - Chrome
1384 | 1D31 |  | 816853 | New Construction | N/A | [5 empty] | 103302 |  | 46053 |  | 43314 |  |  | Single Pole | 0 |  | 95471,95472,95473,95474,95475,95476,103554,103555,103556,103557,103558,103559 | 0FXKOTtYf3kRrcedvXFWGR | 1 |  | M_Lighting Switches:Single Pole:Single Pole:816853 |  |  | N/A | 1384 | N/A |  | N/A | N/A | N/A | N/A | N/A |  | 120 V/1-0 VA | N/A | Linked Revit Model : Clinic_A.rvt |  |  |  | Level: Level 1 |  |  |  | 1.200000 |  | 0.000000 | [5 empty] | 1.200000 |  |  |  |  | N/A | UNSET | N/A | N/A | TRUE | N/A | 0 | N/A | 0 | 0 | 0 | 0 | 0 | UNSET | N/A | N/A | FIXED | N/A | Switches | UNSET | N/A |  | N/A | N/A | N/A | 0 | L1 | 0 | N/A | N/A | N/A | 0 | [16 empty] | N/A |  |  |  | 23.80.50.11.14 | [7 empty] | Other |  | L41B | 4 | [5 empty] | 1291.669250 | 0.000000
1997 | 1D31 |  | 911049 | New Construction | N/A | [5 empty] | 103302 |  | 46666 |  | 43895 |  |  | Standard | 0 |  | 99222,99223,99224,99225,99226,99227,103571,103572,103573,103574,103575 | 0Oe4W3Rwf1Dht7uPdCMUJ_ | 1 |  | M_Duplex Receptacle:Standard:Standard:911049 |  |  | N/A | 1997 | N/A |  | N/A | N/A | N/A | N/A | N/A |  | 120 V/1-180 VA | N/A | Linked Revit Model : Clinic_A.rvt | UNSET |  |  | Level: Level 1 |  |  |  | 0.500000 | [7 empty] | 0.460000 |  |  |  |  | N/A | UNSET | N/A | N/A | TRUE | N/A | 0 | N/A | 0 | 0 | 0 | 0 | 0 | UNSET | N/A | N/A | FIXED | N/A | Ground Fault Receptacles | UNSET | N/A |  | N/A | N/A | N/A | 0 | L1 | 0 | N/A | N/A | N/A | 0 | [16 empty] | N/A |  |  |  | 23.80.50.11.17 | [7 empty] | Receptacle |  | N21E1 | 11 | [5 empty] | 1291.669250 | 0.000000 | 423 | 1937.503875 | TRUE
1998 | 1D31 |  | 911154 | New Construction | N/A | [5 empty] | 103302 |  | 46667 |  | 43896 |  |  | Standard | 0 |  | 99228,99229,99230,99231,99232,99233,103571,103572,103573,103574,103575 | 0Oe4W3Rwf1Dht7uPdCMUK5 | 1 |  | M_Duplex Receptacle:Standard:Standard:911154 |  |  | N/A | 1998 | N/A |  | N/A | N/A | N/A | N/A | N/A |  | 120 V/1-180 VA | N/A | Linked Revit Model : Clinic_A.rvt | UNSET |  |  | Level: Level 1 |  |  |  | 0.500000 | [7 empty] | 0.460000 |  |  |  |  | N/A | UNSET | N/A | N/A | TRUE | N/A | 0 | N/A | 0 | 0 | 0 | 0 | 0 | UNSET | N/A | N/A | FIXED | N/A | Ground Fault Receptacles | UNSET | N/A |  | N/A | N/A | N/A | 0 | L1 | 0 | N/A | N/A | N/A | 0 | [16 empty] | N/A |  |  |  | 23.80.50.11.17 | [7 empty] | Receptacle |  | N21E1 | 11 | [5 empty] | 1291.669250 | 0.000000 | 424 | 1937.503875 | TRUE
1999 | 1D31 |  | 911268 | New Construction | N/A | [5 empty] | 103302 |  | 46668 |  | 43897 |  |  | Standard | 0 |  | 99234,99235,99236,99237,99238,99239,103571,103572,103573,103574,103575 | 0Oe4W3Rwf1Dht7uPdCMUMJ | 1 |  | M_Duplex Receptacle:Standard:Standard:911268 |  |  | N/A | 1999 | N/A |  | N/A | N/A | N/A | N/A | N/A |  | 120 V/1-180 VA | N/A | Linked Revit Model : Clinic_A.rvt | UNSET |  |  | Level: Level 1 |  |  |  | 0.500000 | [7 empty] | 0.460000 |  |  |  |  | N/A | UNSET | N/A | N/A | TRUE | N/A | 0 | N/A | 0 | 0 | 0 | 0 | 0 | UNSET | N/A | N/A | FIXED | N/A | Ground Fault Receptacles | UNSET | N/A |  | N/A | N/A | N/A | 0 | L1 | 0 | N/A | N/A | N/A | 0 | [16 empty] | N/A |  |  |  | 23.80.50.11.17 | [7 empty] | Receptacle |  | N21E1 | 11 | [5 empty] | 1291.669250 | 0.000000 | 425 | 1937.503875 | TRUE
2000 | 1D31 |  | 911413 | New Construction | N/A | [5 empty] | 103302 |  | 46669 |  | 43898 |  |  | Standard | 0 |  | 99240,99241,99242,99243,99244,99245,103571,103572,103573,103574,103575 | 0Oe4W3Rwf1Dht7uPdCMUe2 | 1 |  | M_Duplex Receptacle:Standard:Standard:911413 |  |  | N/A | 2000 | N/A |  | N/A | N/A | N/A | N/A | N/A |  | 120 V/1-180 VA | N/A | Linked Revit Model : Clinic_A.rvt | UNSET |  |  | Level: Level 1 |  |  |  | 0.500000 | [7 empty] | 0.460000 |  |  |  |  | N/A | UNSET | N/A | N/A | TRUE | N/A | 0 | N/A | 0 | 0 | 0 | 0 | 0 | UNSET | N/A | N/A | FIXED | N/A | Ground Fault Receptacles | UNSET | N/A |  | N/A | N/A | N/A | 0 | L1 | 0 | N/A | N/A | N/A | 0 | [16 empty] | N/A |  |  |  | 23.80.50.11.17 | [7 empty] | Receptacle |  | N21E1 | 11 | [5 empty] | 1291.669250 | 0.000000 | 426 | 1937.503875 | TRUE
2001 | 1D31 |  | 911456 | New Construction | N/A | [5 empty] | 103302 |  | 46670 |  | 43899 |  |  | Standard | 0 |  | 99246,99247,99248,99249,99250,99251,103571,103572,103573,103574,103575 | 0Oe4W3Rwf1Dht7uPdCMUfN | 1 |  | M_Duplex Receptacle:Standard:Standard:911456 |  |  | N/A | 2001 | N/A |  | N/A | N/A | N/A | N/A | N/A |  | 120 V/1-180 VA | N/A | Linked Revit Model : Clinic_A.rvt | UNSET |  |  | Level: Level 1 |  |  |  | 0.500000 | [7 empty] | 0.460000 |  |  |  |  | N/A | UNSET | N/A | N/A | TRUE | N/A | 0 | N/A | 0 | 0 | 0 | 0 | 0 | UNSET | N/A | N/A | FIXED | N/A | Ground Fault Receptacles | UNSET | N/A |  | N/A | N/A | N/A | 0 | L1 | 0 | N/A | N/A | N/A | 0 | [16 empty] | N/A |  |  |  | 23.80.50.11.17 | [7 empty] | Receptacle |  | N21E1 | 11 | [5 empty] | 1291.669250 | 0.000000 | 427 | 1937.503875 | TRUE
2003 | 1D31 |  | 911635 | New Construction | N/A | [5 empty] | 103302 |  | 46672 |  | 43901 |  |  | Standard | 0 |  | 99258,99259,99260,99261,99262,99263,103571,103572,103573,103574,103575 | 0Oe4W3Rwf1Dht7uPdCMUia | 1 |  | M_Duplex Receptacle:Standard:Standard:911635 |  |  | N/A | 2003 | N/A |  | N/A | N/A | N/A | N/A | N/A |  | 120 V/1-180 VA | N/A | Linked Revit Model : Clinic_A.rvt | UNSET |  |  | Level: Level 1 |  |  |  | 0.500000 | [7 empty] | 0.460000 |  |  |  |  | N/A | UNSET | N/A | N/A | TRUE | N/A | 0 | N/A | 0 | 0 | 0 | 0 | 0 | UNSET | N/A | N/A | FIXED | N/A | Ground Fault Receptacles | UNSET | N/A |  | N/A | N/A | N/A | 0 | L1 | 0 | N/A | N/A | N/A | 0 | [16 empty] | N/A |  |  |  | 23.80.50.11.17 | [7 empty] | Receptacle |  | N21E1 | 11 | [5 empty] | 1291.669250 | 0.000000 | 429 | 1937.503875 | TRUE
383 | 1D32 | 0 | 738615 | New Construction | N/A |  | 0 |  | 0 |  | 103017 | Point+HemiSpherical | 45182 |  | 53053 | REF TYPE MARK | 0 | C18 - 0610x1219mm | 0 | 87260 | 89392,89393,89394,89395,89396,89397,89398,103498,103499,103500,103501,103502,103503,103504,103505,103506 | 1VtcqOrav5Tvkak81kVRoW | 1 |  | M_Troffer Light - Parabolic Rectangular:C18 - 0610x1219mm:C18 - 0610x1219mm:738615 |  | NO | N/A | 383 | N/A | 16777215 | N/A | N/A | N/A | N/A | N/A |  | 120 V/1-80 VA | N/A | <not associated> | UNSET |  |  | Level: Level 1 | UNSET | F | 0 | 2.680000 |  | 861.112833 | 0 | 0.050000 |  |  |  | 1.200000 |  |  | T8, 1219mm, RAPID START, CRI=85 MINI |  | N/A | UNSET | N/A | N/A | TRUE | N/A | 0 | N/A | 0 | 0 | 0 | 0 | 0 | UNSET | N/A | N/A | FIXED | N/A | Downlights | UNSET | N/A | D5020210 | N/A | N/A | N/A | 0 | L1 | 0 | N/A | N/A | N/A | 0 | UNSET | UNSET | 0 | 0 | 0 | 0 | 0 | [9 empty] | N/A | Lighting - Fluorescent |  |  | 23.80.70.11.14.11 |  |  | C18 |  |  |  | 1291.669250 | Lighting - Dwelling Unit | 1 | L41B | 4 |  |  | 2900.000000 | 32 | [8 empty] | Metal - Paint Finish - Dark Gray, Matte | Glass - White, High Luminance | Metal - Chrome
384 | 1D32 | 0 | 738625 | New Construction | N/A |  | 0 |  | 0 |  | 103017 | Point+HemiSpherical | 45183 |  | 53054 | REF TYPE MARK | 0 | C18 - 0610x1219mm | 0 | 87259 | 89399,89400,89401,89402,89403,89404,89405,103498,103499,103500,103501,103502,103503,103504,103505,103506 | 1VtcqOrav5Tvkak81kVRpM | 1 |  | M_Troffer Light - Parabolic Rectangular:C18 - 0610x1219mm:C18 - 0610x1219mm:738625 |  | NO | N/A | 384 | N/A | 16777215 | N/A | N/A | N/A | N/A | N/A |  | 120 V/1-80 VA | N/A | <not associated> | UNSET |  |  | Level: Level 1 | UNSET | F | 0 | 2.680000 |  | 861.112833 | 0 | 0.050000 |  |  |  | 1.200000 |  |  | T8, 1219mm, RAPID START, CRI=85 MINI |  | N/A | UNSET | N/A | N/A | TRUE | N/A | 0 | N/A | 0 | 0 | 0 | 0 | 0 | UNSET | N/A | N/A | FIXED | N/A | Downlights | UNSET | N/A | D5020210 | N/A | N/A | N/A | 0 | L1 | 0 | N/A | N/A | N/A | 0 | UNSET | UNSET | 0 | 0 | 0 | 0 | 0 | [9 empty] | N/A | Lighting - Fluorescent |  |  | 23.80.70.11.14.11 |  |  | C18 |  |  |  | 1291.669250 | Lighting - Dwelling Unit | 1 | L41B | 4 |  |  | 2900.000000 | 32 | [8 empty] | Metal - Paint Finish - Dark Gray, Matte | Glass - White, High Luminance | Metal - Chrome
1382 | 1D32 |  | 816706 | New Construction | N/A | [5 empty] | 103017 |  | 46051 |  | 43312 |  |  | Single Pole | 0 |  | 95459,95460,95461,95462,95463,95464,103554,103555,103556,103557,103558,103559 | 0FXKOTtYf3kRrcedvXFWIC | 1 |  | M_Lighting Switches:Single Pole:Single Pole:816706 |  |  | N/A | 1382 | N/A |  | N/A | N/A | N/A | N/A | N/A |  | 120 V/1-0 VA | N/A | Linked Revit Model : Clinic_A.rvt |  |  |  | Level: Level 1 |  |  |  | 1.200000 |  | 0.000000 | [5 empty] | 1.200000 |  |  |  |  | N/A | UNSET | N/A | N/A | TRUE | N/A | 0 | N/A | 0 | 0 | 0 | 0 | 0 | UNSET | N/A | N/A | FIXED | N/A | Switches | UNSET | N/A |  | N/A | N/A | N/A | 0 | L1 | 0 | N/A | N/A | N/A | 0 | [16 empty] | N/A |  |  |  | 23.80.50.11.14 | [7 empty] | Other |  | L41B | 4 | [5 empty] | 1291.669250 | 0.000000
404 | 1D33 | 0 | 738895 | New Construction | N/A |  | 0 |  | 0 |  | 103251 | Point+HemiSpherical | 45203 |  | 53074 | REF TYPE MARK | 0 | B1 - 0610x1219mm | 0 | 87239 | 89539,89540,89541,89542,89543,89544,89545,103561,103562,103563,103564,103565,103566,103567,103568,103569 | 2K_rhNuRTE1el3fJWhkg42 | 1 |  | M_Troffer Light - Parabolic Rectangular:B1 - 0610x1219mm:B1 - 0610x1219mm:738895 |  | NO | N/A | 404 | N/A | 16777215 | N/A | N/A | N/A | N/A | N/A |  | 120 V/1-80 VA | N/A | <not associated> | UNSET |  |  | Level: Level 1 | UNSET | F | 0 | 2.680000 |  | 861.112833 | 0 | 0.050000 |  |  |  | 1.200000 |  |  | T8, 1219mm, RAPID START, CRI=75 |  | N/A | UNSET | N/A | N/A | TRUE | N/A | 0 | N/A | 0 | 0 | 0 | 0 | 0 | UNSET | N/A | N/A | FIXED | N/A | Downlights | UNSET | N/A | D5020210 | N/A | N/A | N/A | 0 | L1 | 0 | N/A | N/A | N/A | 0 | UNSET | UNSET | 0 | 0 | 0 | 0 | 0 | [9 empty] | N/A | Lighting - Fluorescent |  |  | 23.80.70.11.14.11 |  |  | B1 |  |  |  | 1291.669250 | Lighting - Dwelling Unit | 1 | L41B | 4 |  |  | 2900.000000 | 32 | [8 empty] | Metal - Paint Finish - Dark Gray, Matte | Glass - White, High Luminance | Metal - Chrome
405 | 1D33 | 0 | 738903 | New Construction | N/A |  | 0 |  | 0 |  | 103251 | Point+HemiSpherical | 45204 |  | 53075 | REF TYPE MARK | 0 | B1 - 0610x1219mm | 0 | 87238 | 89546,89547,89548,89549,89550,89551,89552,103561,103562,103563,103564,103565,103566,103567,103568,103569 | 2K_rhNuRTE1el3fJWhkg4Q | 1 |  | M_Troffer Light - Parabolic Rectangular:B1 - 0610x1219mm:B1 - 0610x1219mm:738903 |  | NO | N/A | 405 | N/A | 16777215 | N/A | N/A | N/A | N/A | N/A |  | 120 V/1-80 VA | N/A | <not associated> | UNSET |  |  | Level: Level 1 | UNSET | F | 0 | 2.680000 |  | 861.112833 | 0 | 0.050000 |  |  |  | 1.200000 |  |  | T8, 1219mm, RAPID START, CRI=75 |  | N/A | UNSET | N/A | N/A | TRUE | N/A | 0 | N/A | 0 | 0 | 0 | 0 | 0 | UNSET | N/A | N/A | FIXED | N/A | Downlights | UNSET | N/A | D5020210 | N/A | N/A | N/A | 0 | L1 | 0 | N/A | N/A | N/A | 0 | UNSET | UNSET | 0 | 0 | 0 | 0 | 0 | [9 empty] | N/A | Lighting - Fluorescent |  |  | 23.80.70.11.14.11 |  |  | B1 |  |  |  | 1291.669250 | Lighting - Dwelling Unit | 1 | L41B | 4 |  |  | 2900.000000 | 32 | [8 empty] | Metal - Paint Finish - Dark Gray, Matte | Glass - White, High Luminance | Metal - Chrome
1385 | 1D33 |  | 817170 | New Construction | N/A | [5 empty] | 103251 |  | 46054 |  | 43315 |  |  | Single Pole | 0 |  | 95477,95478,95479,95480,95481,95482,103554,103555,103556,103557,103558,103559 | 0FXKOTtYf3kRrcedvXFWhS | 1 |  | M_Lighting Switches:Single Pole:Single Pole:817170 |  |  | N/A | 1385 | N/A |  | N/A | N/A | N/A | N/A | N/A |  | 120 V/1-0 VA | N/A | Linked Revit Model : Clinic_A.rvt |  |  |  | Level: Level 1 |  |  |  | 1.200000 |  | 0.000000 | [5 empty] | 1.200000 |  |  |  |  | N/A | UNSET | N/A | N/A | TRUE | N/A | 0 | N/A | 0 | 0 | 0 | 0 | 0 | UNSET | N/A | N/A | FIXED | N/A | Switches | UNSET | N/A |  | N/A | N/A | N/A | 0 | L1 | 0 | N/A | N/A | N/A | 0 | [16 empty] | N/A |  |  |  | 23.80.50.11.14 | [7 empty] | Other |  | L41B | 4 | [5 empty] | 1291.669250 | 0.000000
1993 | 1D33 |  | 910470 | New Construction | N/A | [5 empty] | 103251 |  | 46662 |  | 43891 |  |  | Standard | 0 |  | 99198,99199,99200,99201,99202,99203,103571,103572,103573,103574,103575 | 0Oe4W3Rwf1Dht7uPdCMUQn | 1 |  | M_Duplex Receptacle:Standard:Standard:910470 |  |  | N/A | 1993 | N/A |  | N/A | N/A | N/A | N/A | N/A |  | 120 V/1-180 VA | N/A | Linked Revit Model : Clinic_A.rvt | UNSET |  |  | Level: Level 1 |  |  |  | 0.500000 | [7 empty] | 0.460000 |  |  |  |  | N/A | UNSET | N/A | N/A | TRUE | N/A | 0 | N/A | 0 | 0 | 0 | 0 | 0 | UNSET | N/A | N/A | FIXED | N/A | Ground Fault Receptacles | UNSET | N/A |  | N/A | N/A | N/A | 0 | L1 | 0 | N/A | N/A | N/A | 0 | [16 empty] | N/A |  |  |  | 23.80.50.11.17 | [7 empty] | Receptacle |  | N21E1 | 5 | [5 empty] | 1291.669250 | 0.000000 | 419 | 1937.503875 | TRUE
1994 | 1D33 |  | 910535 | New Construction | N/A | [5 empty] | 103251 |  | 46663 |  | 43892 |  |  | Standard | 0 |  | 99204,99205,99206,99207,99208,99209,103571,103572,103573,103574,103575 | 0Oe4W3Rwf1Dht7uPdCMURm | 1 |  | M_Duplex Receptacle:Standard:Standard:910535 |  |  | N/A | 1994 | N/A |  | N/A | N/A | N/A | N/A | N/A |  | 120 V/1-180 VA | N/A | Linked Revit Model : Clinic_A.rvt | UNSET |  |  | Level: Level 1 |  |  |  | 0.500000 | [7 empty] | 0.460000 |  |  |  |  | N/A | UNSET | N/A | N/A | TRUE | N/A | 0 | N/A | 0 | 0 | 0 | 0 | 0 | UNSET | N/A | N/A | FIXED | N/A | Ground Fault Receptacles | UNSET | N/A |  | N/A | N/A | N/A | 0 | L1 | 0 | N/A | N/A | N/A | 0 | [16 empty] | N/A |  |  |  | 23.80.50.11.17 | [7 empty] | Receptacle |  | N21E1 | 5 | [5 empty] | 1291.669250 | 0.000000 | 420 | 1937.503875 | TRUE
1995 | 1D33 |  | 910579 | New Construction | N/A | [5 empty] | 103251 |  | 46664 |  | 43893 |  |  | Standard | 0 |  | 99210,99211,99212,99213,99214,99215,103571,103572,103573,103574,103575 | 0Oe4W3Rwf1Dht7uPdCMUR4 | 1 |  | M_Duplex Receptacle:Standard:Standard:910579 |  |  | N/A | 1995 | N/A |  | N/A | N/A | N/A | N/A | N/A |  | 120 V/1-180 VA | N/A | Linked Revit Model : Clinic_A.rvt | UNSET |  |  | Level: Level 1 |  |  |  | 0.500000 | [7 empty] | 0.460000 |  |  |  |  | N/A | UNSET | N/A | N/A | TRUE | N/A | 0 | N/A | 0 | 0 | 0 | 0 | 0 | UNSET | N/A | N/A | FIXED | N/A | Ground Fault Receptacles | UNSET | N/A |  | N/A | N/A | N/A | 0 | L1 | 0 | N/A | N/A | N/A | 0 | [16 empty] | N/A |  |  |  | 23.80.50.11.17 | [7 empty] | Receptacle |  | N21E1 | 5 | [5 empty] | 1291.669250 | 0.000000 | 421 | 1937.503875 | TRUE
1996 | 1D33 |  | 910984 | New Construction | N/A | [5 empty] | 103251 |  | 46665 |  | 43894 |  |  | Standard | 0 |  | 99216,99217,99218,99219,99220,99221,103571,103572,103573,103574,103575 | 0Oe4W3Rwf1Dht7uPdCMUI$ | 1 |  | M_Duplex Receptacle:Standard:Standard:910984 |  |  | N/A | 1996 | N/A |  | N/A | N/A | N/A | N/A | N/A |  | 120 V/1-180 VA | N/A | Linked Revit Model : Clinic_A.rvt | UNSET |  |  | Level: Level 1 |  |  |  | 0.500000 | [7 empty] | 0.460000 |  |  |  |  | N/A | UNSET | N/A | N/A | TRUE | N/A | 0 | N/A | 0 | 0 | 0 | 0 | 0 | UNSET | N/A | N/A | FIXED | N/A | Ground Fault Receptacles | UNSET | N/A |  | N/A | N/A | N/A | 0 | L1 | 0 | N/A | N/A | N/A | 0 | [16 empty] | N/A |  |  |  | 23.80.50.11.17 | [7 empty] | Receptacle |  | N21E1 | 5 | [5 empty] | 1291.669250 | 0.000000 | 422 | 1937.503875 | TRUE
381 | 1D34 | 0 | 738575 | New Construction | N/A |  | 0 |  | 0 |  | 103016 | Point+HemiSpherical | 45180 |  | 53051 | REF TYPE MARK | 0 | C18 - 0610x1219mm | 0 | 87262 | 89378,89379,89380,89381,89382,89383,89384,103498,103499,103500,103501,103502,103503,103504,103505,103506 | 23zemjdlrEywu0vwSxM2CY | 1 |  | M_Troffer Light - Parabolic Rectangular:C18 - 0610x1219mm:C18 - 0610x1219mm:738575 |  | NO | N/A | 381 | N/A | 16777215 | N/A | N/A | N/A | N/A | N/A |  | 120 V/1-80 VA | N/A | <not associated> | UNSET |  |  | Level: Level 1 | UNSET | F | 0 | 2.680000 |  | 861.112833 | 0 | 0.050000 |  |  |  | 1.200000 |  |  | T8, 1219mm, RAPID START, CRI=85 MINI |  | N/A | UNSET | N/A | N/A | TRUE | N/A | 0 | N/A | 0 | 0 | 0 | 0 | 0 | UNSET | N/A | N/A | FIXED | N/A | Downlights | UNSET | N/A | D5020210 | N/A | N/A | N/A | 0 | L1 | 0 | N/A | N/A | N/A | 0 | UNSET | UNSET | 0 | 0 | 0 | 0 | 0 | [9 empty] | N/A | Lighting - Fluorescent |  |  | 23.80.70.11.14.11 |  |  | C18 |  |  |  | 1291.669250 | Lighting - Dwelling Unit | 1 | L41B | 4 |  |  | 2900.000000 | 32 | [8 empty] | Metal - Paint Finish - Dark Gray, Matte | Glass - White, High Luminance | Metal - Chrome
382 | 1D34 | 0 | 738583 | New Construction | N/A |  | 0 |  | 0 |  | 103016 | Point+HemiSpherical | 45181 |  | 53052 | REF TYPE MARK | 0 | C18 - 0610x1219mm | 0 | 87261 | 89385,89386,89387,89388,89389,89390,89391,103498,103499,103500,103501,103502,103503,103504,103505,103506 | 23zemjdlrEywu0vwSxM2Cw | 1 |  | M_Troffer Light - Parabolic Rectangular:C18 - 0610x1219mm:C18 - 0610x1219mm:738583 |  | NO | N/A | 382 | N/A | 16777215 | N/A | N/A | N/A | N/A | N/A |  | 120 V/1-80 VA | N/A | <not associated> | UNSET |  |  | Level: Level 1 | UNSET | F | 0 | 2.680000 |  | 861.112833 | 0 | 0.050000 |  |  |  | 1.200000 |  |  | T8, 1219mm, RAPID START, CRI=85 MINI |  | N/A | UNSET | N/A | N/A | TRUE | N/A | 0 | N/A | 0 | 0 | 0 | 0 | 0 | UNSET | N/A | N/A | FIXED | N/A | Downlights | UNSET | N/A | D5020210 | N/A | N/A | N/A | 0 | L1 | 0 | N/A | N/A | N/A | 0 | UNSET | UNSET | 0 | 0 | 0 | 0 | 0 | [9 empty] | N/A | Lighting - Fluorescent |  |  | 23.80.70.11.14.11 |  |  | C18 |  |  |  | 1291.669250 | Lighting - Dwelling Unit | 1 | L41B | 4 |  |  | 2900.000000 | 32 | [8 empty] | Metal - Paint Finish - Dark Gray, Matte | Glass - White, High Luminance | Metal - Chrome
1381 | 1D34 |  | 816508 | New Construction | N/A | [5 empty] | 103016 |  | 46050 |  | 43311 |  |  | Single Pole | 0 |  | 95453,95454,95455,95456,95457,95458,103554,103555,103556,103557,103558,103559 | 0FXKOTtYf3kRrcedvXFWUo | 1 |  | M_Lighting Switches:Single Pole:Single Pole:816508 |  |  | N/A | 1381 | N/A |  | N/A | N/A | N/A | N/A | N/A |  | 120 V/1-0 VA | N/A | Linked Revit Model : Clinic_A.rvt |  |  |  | Level: Level 1 |  |  |  | 1.200000 |  | 0.000000 | [5 empty] | 1.200000 |  |  |  |  | N/A | UNSET | N/A | N/A | TRUE | N/A | 0 | N/A | 0 | 0 | 0 | 0 | 0 | UNSET | N/A | N/A | FIXED | N/A | Switches | UNSET | N/A |  | N/A | N/A | N/A | 0 | L1 | 0 | N/A | N/A | N/A | 0 | [16 empty] | N/A |  |  |  | 23.80.50.11.14 | [7 empty] | Other |  | L41B | 4 | [5 empty] | 1291.669250 | 0.000000
402 | 1D35 | 0 | 738877 | New Construction | N/A |  | 0 |  | 0 |  | 103015 | Point+HemiSpherical | 45201 |  | 53072 | REF TYPE MARK | 0 | B1 - 0610x1219mm | 0 | 87241 | 89525,89526,89527,89528,89529,89530,89531,103561,103562,103563,103564,103565,103566,103567,103568,103569 | 2K_rhNuRTE1el3fJWhkg5m | 1 |  | M_Troffer Light - Parabolic Rectangular:B1 - 0610x1219mm:B1 - 0610x1219mm:738877 |  | NO | N/A | 402 | N/A | 16777215 | N/A | N/A | N/A | N/A | N/A |  | 120 V/1-80 VA | N/A | <not associated> | UNSET |  |  | Level: Level 1 | UNSET | F | 0 | 2.680000 |  | 861.112833 | 0 | 0.050000 |  |  |  | 1.200000 |  |  | T8, 1219mm, RAPID START, CRI=75 |  | N/A | UNSET | N/A | N/A | TRUE | N/A | 0 | N/A | 0 | 0 | 0 | 0 | 0 | UNSET | N/A | N/A | FIXED | N/A | Downlights | UNSET | N/A | D5020210 | N/A | N/A | N/A | 0 | L1 | 0 | N/A | N/A | N/A | 0 | UNSET | UNSET | 0 | 0 | 0 | 0 | 0 | [9 empty] | N/A | Lighting - Fluorescent |  |  | 23.80.70.11.14.11 |  |  | B1 |  |  |  | 1291.669250 | Lighting - Dwelling Unit | 1 | L41B | 4 |  |  | 2900.000000 | 32 | [8 empty] | Metal - Paint Finish - Dark Gray, Matte | Glass - White, High Luminance | Metal - Chrome
403 | 1D35 | 0 | 738885 | New Construction | N/A |  | 0 |  | 0 |  | 103015 | Point+HemiSpherical | 45202 |  | 53073 | REF TYPE MARK | 0 | B1 - 0610x1219mm | 0 | 87240 | 89532,89533,89534,89535,89536,89537,89538,103561,103562,103563,103564,103565,103566,103567,103568,103569 | 2K_rhNuRTE1el3fJWhkg48 | 1 |  | M_Troffer Light - Parabolic Rectangular:B1 - 0610x1219mm:B1 - 0610x1219mm:738885 |  | NO | N/A | 403 | N/A | 16777215 | N/A | N/A | N/A | N/A | N/A |  | 120 V/1-80 VA | N/A | <not associated> | UNSET |  |  | Level: Level 1 | UNSET | F | 0 | 2.680000 |  | 861.112833 | 0 | 0.050000 |  |  |  | 1.200000 |  |  | T8, 1219mm, RAPID START, CRI=75 |  | N/A | UNSET | N/A | N/A | TRUE | N/A | 0 | N/A | 0 | 0 | 0 | 0 | 0 | UNSET | N/A | N/A | FIXED | N/A | Downlights | UNSET | N/A | D5020210 | N/A | N/A | N/A | 0 | L1 | 0 | N/A | N/A | N/A | 0 | UNSET | UNSET | 0 | 0 | 0 | 0 | 0 | [9 empty] | N/A | Lighting - Fluorescent |  |  | 23.80.70.11.14.11 |  |  | B1 |  |  |  | 1291.669250 | Lighting - Dwelling Unit | 1 | L41B | 4 |  |  | 2900.000000 | 32 | [8 empty] | Metal - Paint Finish - Dark Gray, Matte | Glass - White, High Luminance | Metal - Chrome
1379 | 1D35 |  | 816136 | New Construction | N/A | [5 empty] | 103015 |  | 46048 |  | 43309 |  |  | Single Pole | 0 |  | 95441,95442,95443,95444,95445,95446,103554,103555,103556,103557,103558,103559 | 0FXKOTtYf3kRrcedvXFWR6 | 1 |  | M_Lighting Switches:Single Pole:Single Pole:816136 |  |  | N/A | 1379 | N/A |  | N/A | N/A | N/A | N/A | N/A |  | 120 V/1-0 VA | N/A | Orphaned |  |  |  | Level: Level 1 |  |  |  | 1.200000 |  | 0.000000 | [5 empty] | 1.200000 |  |  |  |  | N/A | UNSET | N/A | N/A | TRUE | N/A | 0 | N/A | 0 | 0 | 0 | 0 | 0 | UNSET | N/A | N/A | FIXED | N/A | Switches | UNSET | N/A |  | N/A | N/A | N/A | 0 | L1 | 0 | N/A | N/A | N/A | 0 | [16 empty] | N/A |  |  |  | 23.80.50.11.14 | [7 empty] | Other |  | L41B | 4 | [5 empty] | 1291.669250 | 0.000000
379 | 1D36 | 0 | 738555 | New Construction | N/A |  | 0 |  | 0 |  | 103014 | Point+HemiSpherical | 45178 |  | 53049 | REF TYPE MARK | 0 | C18 - 0610x1219mm | 0 | 87264 | 89364,89365,89366,89367,89368,89369,89370,103498,103499,103500,103501,103502,103503,103504,103505,103506 | 23zemjdlrEywu0vwSxM2BM | 1 |  | M_Troffer Light - Parabolic Rectangular:C18 - 0610x1219mm:C18 - 0610x1219mm:738555 |  | NO | N/A | 379 | N/A | 16777215 | N/A | N/A | N/A | N/A | N/A |  | 120 V/1-80 VA | N/A | <not associated> | UNSET |  |  | Level: Level 1 | UNSET | F | 0 | 2.680000 |  | 861.112833 | 0 | 0.050000 |  |  |  | 1.200000 |  |  | T8, 1219mm, RAPID START, CRI=85 MINI |  | N/A | UNSET | N/A | N/A | TRUE | N/A | 0 | N/A | 0 | 0 | 0 | 0 | 0 | UNSET | N/A | N/A | FIXED | N/A | Downlights | UNSET | N/A | D5020210 | N/A | N/A | N/A | 0 | L1 | 0 | N/A | N/A | N/A | 0 | UNSET | UNSET | 0 | 0 | 0 | 0 | 0 | [9 empty] | N/A | Lighting - Fluorescent |  |  | 23.80.70.11.14.11 |  |  | C18 |  |  |  | 1291.669250 | Lighting - Dwelling Unit | 1 | L41B | 4 |  |  | 2900.000000 | 32 | [8 empty] | Metal - Paint Finish - Dark Gray, Matte | Glass - White, High Luminance | Metal - Chrome
380 | 1D36 | 0 | 738567 | New Construction | N/A |  | 0 |  | 0 |  | 103014 | Point+HemiSpherical | 45179 |  | 53050 | REF TYPE MARK | 0 | C18 - 0610x1219mm | 0 | 87263 | 89371,89372,89373,89374,89375,89376,89377,103498,103499,103500,103501,103502,103503,103504,103505,103506 | 23zemjdlrEywu0vwSxM2Cg | 1 |  | M_Troffer Light - Parabolic Rectangular:C18 - 0610x1219mm:C18 - 0610x1219mm:738567 |  | NO | N/A | 380 | N/A | 16777215 | N/A | N/A | N/A | N/A | N/A |  | 120 V/1-80 VA | N/A | <not associated> | UNSET |  |  | Level: Level 1 | UNSET | F | 0 | 2.680000 |  | 861.112833 | 0 | 0.050000 |  |  |  | 1.200000 |  |  | T8, 1219mm, RAPID START, CRI=85 MINI |  | N/A | UNSET | N/A | N/A | TRUE | N/A | 0 | N/A | 0 | 0 | 0 | 0 | 0 | UNSET | N/A | N/A | FIXED | N/A | Downlights | UNSET | N/A | D5020210 | N/A | N/A | N/A | 0 | L1 | 0 | N/A | N/A | N/A | 0 | UNSET | UNSET | 0 | 0 | 0 | 0 | 0 | [9 empty] | N/A | Lighting - Fluorescent |  |  | 23.80.70.11.14.11 |  |  | C18 |  |  |  | 1291.669250 | Lighting - Dwelling Unit | 1 | L41B | 4 |  |  | 2900.000000 | 32 | [8 empty] | Metal - Paint Finish - Dark Gray, Matte | Glass - White, High Luminance | Metal - Chrome
1380 | 1D36 |  | 816486 | New Construction | N/A | [5 empty] | 103014 |  | 46049 |  | 43310 |  |  | Single Pole | 0 |  | 95447,95448,95449,95450,95451,95452,103554,103555,103556,103557,103558,103559 | 0FXKOTtYf3kRrcedvXFWUe | 1 |  | M_Lighting Switches:Single Pole:Single Pole:816486 |  |  | N/A | 1380 | N/A |  | N/A | N/A | N/A | N/A | N/A |  | 120 V/1-0 VA | N/A | Linked Revit Model : Clinic_A.rvt |  |  |  | Level: Level 1 |  |  |  | 1.200000 |  | 0.000000 | [5 empty] | 1.200000 |  |  |  |  | N/A | UNSET | N/A | N/A | TRUE | N/A | 0 | N/A | 0 | 0 | 0 | 0 | 0 | UNSET | N/A | N/A | FIXED | N/A | Switches | UNSET | N/A |  | N/A | N/A | N/A | 0 | L1 | 0 | N/A | N/A | N/A | 0 | [16 empty] | N/A |  |  |  | 23.80.50.11.14 | [7 empty] | Other |  | L41B | 4 | [5 empty] | 1291.669250 | 0.000000
1984 | 1D37 |  | 909069 | New Construction | N/A | [5 empty] | 87297 |  | 46653 |  | 43882 |  |  | Standard | 0 |  | 99144,99145,99146,99147,99148,99149,103571,103572,103573,103574,103575 | 0Oe4W3Rwf1Dht7uPdCMTqw | 1 |  | M_Duplex Receptacle:Standard:Standard:909069 |  |  | N/A | 1984 | N/A |  | N/A | N/A | N/A | N/A | N/A |  | 120 V/1-180 VA | N/A | Grid : C.7 | UNSET |  |  | Level: Level 1 |  |  |  | 0.500000 | [7 empty] | 0.460000 |  |  |  |  | N/A | UNSET | N/A | N/A | TRUE | N/A | 0 | N/A | 0 | 0 | 0 | 0 | 0 | UNSET | N/A | N/A | FIXED | N/A | Ground Fault Receptacles | UNSET | N/A |  | N/A | N/A | N/A | 0 | L1 | 0 | N/A | N/A | N/A | 0 | [16 empty] | N/A |  |  |  | 23.80.50.11.17 | [7 empty] | Receptacle |  | N21E1 | 6 | [5 empty] | 1291.669250 | 0.000000 | 410 | 1937.503875 | TRUE
367 | 1D38 | 0 | 738399 | New Construction | N/A |  | 0 |  | 0 |  | 103376 | Point+HemiSpherical | 45166 |  | 53037 | REF TYPE MARK | 0 | C18 - 0610x1219mm | 0 | 87276 | 89280,89281,89282,89283,89284,89285,89286,103498,103499,103500,103501,103502,103503,103504,103505,103506 | 23zemjdlrEywu0vwSxM29o | 1 |  | M_Troffer Light - Parabolic Rectangular:C18 - 0610x1219mm:C18 - 0610x1219mm:738399 |  | NO | N/A | 367 | N/A | 16777215 | N/A | N/A | N/A | N/A | N/A |  | 120 V/1-80 VA | N/A | <not associated> | UNSET |  |  | Level: Level 1 | UNSET | F | 0 | 2.680000 |  | 861.112833 | 0 | 0.050000 |  |  |  | 1.200000 |  |  | T8, 1219mm, RAPID START, CRI=85 MINI |  | N/A | UNSET | N/A | N/A | TRUE | N/A | 0 | N/A | 0 | 0 | 0 | 0 | 0 | UNSET | N/A | N/A | FIXED | N/A | Downlights | UNSET | N/A | D5020210 | N/A | N/A | N/A | 0 | L1 | 0 | N/A | N/A | N/A | 0 | UNSET | UNSET | 0 | 0 | 0 | 0 | 0 | [9 empty] | N/A | Lighting - Fluorescent |  |  | 23.80.70.11.14.11 |  |  | C18 |  |  |  | 1291.669250 | Lighting - Dwelling Unit | 1 | L41B | 4 |  |  | 2900.000000 | 32 | [8 empty] | Metal - Paint Finish - Dark Gray, Matte | Glass - White, High Luminance | Metal - Chrome
368 | 1D38 | 0 | 738409 | New Construction | N/A |  | 0 |  | 0 |  | 103376 | Point+HemiSpherical | 45167 |  | 53038 | REF TYPE MARK | 0 | C18B - 0610x1219mm | 0 | 87275 | 89287,89288,89289,89290,89291,89292,89293,103122,103123,103124,103125,103126,103127,103128,103129,103133 | 23zemjdlrEywu0vwSxM294 | 1 |  | M_Troffer Light - Parabolic Rectangular:C18B - 0610x1219mm:C18B - 0610x1219mm:738409 |  | NO | N/A | 368 | N/A | 16777215 | N/A | N/A | N/A | N/A | N/A |  | 120 V/1-80 VA | N/A | <not associated> | UNSET |  |  | Level: Level 1 | UNSET | F | 0 | 2.680000 |  | 861.112833 | 0 | 0.050000 |  |  |  | 1.200000 |  |  | T8, 1219mm, RAPID START, CRI=85 MINI |  | N/A | UNSET | N/A | N/A | TRUE | N/A | 0 | N/A | 0 | 0 | 0 | 0 | 0 | UNSET | N/A | N/A | FIXED | N/A | Downlights | UNSET | N/A | D5020210 | N/A | N/A | N/A | 0 | L1 | 0 | N/A | N/A | N/A | 0 | UNSET | UNSET | 0 | 0 | 0 | 0 | 0 | [9 empty] | N/A | Lighting - Fluorescent |  |  | 23.80.70.11.14.11 |  |  | C18B |  |  |  | 1291.669250 | Lighting - Dwelling Unit | 1 | L41B | 4 |  |  | 2900.000000 | 32 | [8 empty] | Metal - Paint Finish - Dark Gray, Matte | Glass - White, High Luminance | Metal - Chrome
572 | 1D38 | 0 | 740868 | New Construction | N/A |  | 0 |  | 0 |  | 103376 | Point+HemiSpherical | 45371 |  | 53242 | REF TYPE MARK | 0 | C18 - 0610x1219mm | 0 | 87071 | 90768,90769,90770,90771,90772,90773,90774,103498,103499,103500,103501,103502,103503,103504,103505,103506 | 2ikEQjpcTDnxUN0yGA3WPI | 1 |  | M_Troffer Light - Parabolic Rectangular:C18 - 0610x1219mm:C18 - 0610x1219mm:740868 |  | NO | N/A | 572 | N/A | 16777215 | N/A | N/A | N/A | N/A | N/A |  | 120 V/1-80 VA | N/A | <not associated> | UNSET |  |  | Level: Level 1 | UNSET | F | 0 | 2.680000 |  | 861.112833 | 0 | 0.050000 |  |  |  | 1.200000 |  |  | T8, 1219mm, RAPID START, CRI=85 MINI |  | N/A | UNSET | N/A | N/A | TRUE | N/A | 0 | N/A | 0 | 0 | 0 | 0 | 0 | UNSET | N/A | N/A | FIXED | N/A | Downlights | UNSET | N/A | D5020210 | N/A | N/A | N/A | 0 | L1 | 0 | N/A | N/A | N/A | 0 | UNSET | UNSET | 0 | 0 | 0 | 0 | 0 | [9 empty] | N/A | Lighting - Fluorescent |  |  | 23.80.70.11.14.11 |  |  | C18 |  |  |  | 1291.669250 | Lighting - Dwelling Unit | 1 | L41B | 4 |  |  | 2900.000000 | 32 | [8 empty] | Metal - Paint Finish - Dark Gray, Matte | Glass - White, High Luminance | Metal - Chrome
573 | 1D38 | 0 | 740874 | New Construction | N/A |  | 0 |  | 0 |  | 103376 | Point+HemiSpherical | 45372 |  | 53243 | REF TYPE MARK | 0 | C18 - 0610x1219mm | 0 | 87070 | 90775,90776,90777,90778,90779,90780,90781,103498,103499,103500,103501,103502,103503,103504,103505,103506 | 2ikEQjpcTDnxUN0yGA3WPS | 1 |  | M_Troffer Light - Parabolic Rectangular:C18 - 0610x1219mm:C18 - 0610x1219mm:740874 |  | NO | N/A | 573 | N/A | 16777215 | N/A | N/A | N/A | N/A | N/A |  | 120 V/1-80 VA | N/A | <not associated> | UNSET |  |  | Level: Level 1 | UNSET | F | 0 | 2.680000 |  | 861.112833 | 0 | 0.050000 |  |  |  | 1.200000 |  |  | T8, 1219mm, RAPID START, CRI=85 MINI |  | N/A | UNSET | N/A | N/A | TRUE | N/A | 0 | N/A | 0 | 0 | 0 | 0 | 0 | UNSET | N/A | N/A | FIXED | N/A | Downlights | UNSET | N/A | D5020210 | N/A | N/A | N/A | 0 | L1 | 0 | N/A | N/A | N/A | 0 | UNSET | UNSET | 0 | 0 | 0 | 0 | 0 | [9 empty] | N/A | Lighting - Fluorescent |  |  | 23.80.70.11.14.11 |  |  | C18 |  |  |  | 1291.669250 | Lighting - Dwelling Unit | 1 | L41B | 4 |  |  | 2900.000000 | 32 | [8 empty] | Metal - Paint Finish - Dark Gray, Matte | Glass - White, High Luminance | Metal - Chrome
1376 | 1D38 |  | 815105 | New Construction | N/A | [5 empty] | 103376 |  | 46045 |  | 43306 |  |  | Single Pole | 0 |  | 95423,95424,95425,95426,95427,95428,103554,103555,103556,103557,103558,103559 | 0FXKOTtYf3kRrcedvXFWBF | 1 |  | M_Lighting Switches:Single Pole:Single Pole:815105 |  |  | N/A | 1376 | N/A |  | N/A | N/A | N/A | N/A | N/A |  | 120 V/1-0 VA | N/A | Linked Revit Model : Clinic_A.rvt |  |  |  | Level: Level 1 |  |  |  | 1.200000 |  | 0.000000 | [5 empty] | 1.200000 |  |  |  |  | N/A | UNSET | N/A | N/A | TRUE | N/A | 0 | N/A | 0 | 0 | 0 | 0 | 0 | UNSET | N/A | N/A | FIXED | N/A | Switches | UNSET | N/A |  | N/A | N/A | N/A | 0 | L1 | 0 | N/A | N/A | N/A | 0 | [16 empty] | N/A |  |  |  | 23.80.50.11.14 | [7 empty] | Other |  | L41B | 4 | [5 empty] | 1291.669250 | 0.000000
1953 | 1D38 |  | 905074 | New Construction | N/A | [5 empty] | 103376 |  | 46622 |  | 43851 |  |  | Standard | 0 |  | 98958,98959,98960,98961,98962,98963,103571,103572,103573,103574,103575 | 0Oe4W3Rwf1Dht7uPdCMSr5 | 1 |  | M_Duplex Receptacle:Standard:Standard:905074 |  |  | N/A | 1953 | N/A |  | N/A | N/A | N/A | N/A | N/A |  | 120 V/1-180 VA | N/A | Linked Revit Model : Clinic_A.rvt | UNSET |  |  | Level: Level 1 |  |  |  | 0.500000 | [7 empty] | 0.460000 |  |  |  |  | N/A | UNSET | N/A | N/A | TRUE | N/A | 0 | N/A | 0 | 0 | 0 | 0 | 0 | UNSET | N/A | N/A | FIXED | N/A | Ground Fault Receptacles | UNSET | N/A |  | N/A | N/A | N/A | 0 | L1 | 0 | N/A | N/A | N/A | 0 | [16 empty] | N/A |  |  |  | 23.80.50.11.17 | [7 empty] | Receptacle |  | N21E1 | 24 | [5 empty] | 1291.669250 | 0.000000 | 379 | 1937.503875 | TRUE
1954 | 1D38 |  | 905149 | New Construction | N/A | [5 empty] | 103376 |  | 46623 |  | 43852 |  |  | Standard | 0 |  | 98964,98965,98966,98967,98968,98969,103571,103572,103573,103574,103575 | 0Oe4W3Rwf1Dht7uPdCMSsA | 1 |  | M_Duplex Receptacle:Standard:Standard:905149 |  |  | N/A | 1954 | N/A |  | N/A | N/A | N/A | N/A | N/A |  | 120 V/1-180 VA | N/A | Linked Revit Model : Clinic_A.rvt | UNSET |  |  | Level: Level 1 |  |  |  | 0.500000 | [7 empty] | 0.460000 |  |  |  |  | N/A | UNSET | N/A | N/A | TRUE | N/A | 0 | N/A | 0 | 0 | 0 | 0 | 0 | UNSET | N/A | N/A | FIXED | N/A | Ground Fault Receptacles | UNSET | N/A |  | N/A | N/A | N/A | 0 | L1 | 0 | N/A | N/A | N/A | 0 | [16 empty] | N/A |  |  |  | 23.80.50.11.17 | [7 empty] | Receptacle |  | N21E1 | 24 | [5 empty] | 1291.669250 | 0.000000 | 380 | 1937.503875 | TRUE
1955 | 1D38 |  | 905203 | New Construction | N/A | [5 empty] | 103376 |  | 46624 |  | 43853 |  |  | Standard | 0 |  | 98970,98971,98972,98973,98974,98975,103571,103572,103573,103574,103575 | 0Oe4W3Rwf1Dht7uPdCMSt4 | 1 |  | M_Duplex Receptacle:Standard:Standard:905203 |  |  | N/A | 1955 | N/A |  | N/A | N/A | N/A | N/A | N/A |  | 120 V/1-180 VA | N/A | Linked Revit Model : Clinic_A.rvt | UNSET |  |  | Level: Level 1 |  |  |  | 0.500000 | [7 empty] | 0.460000 |  |  |  |  | N/A | UNSET | N/A | N/A | TRUE | N/A | 0 | N/A | 0 | 0 | 0 | 0 | 0 | UNSET | N/A | N/A | FIXED | N/A | Ground Fault Receptacles | UNSET | N/A |  | N/A | N/A | N/A | 0 | L1 | 0 | N/A | N/A | N/A | 0 | [16 empty] | N/A |  |  |  | 23.80.50.11.17 | [7 empty] | Receptacle |  | N21E1 | 24 | [5 empty] | 1291.669250 | 0.000000 | 381 | 1937.503875 | TRUE
1957 | 1D38 |  | 905620 | New Construction | N/A | [5 empty] | 103376 |  | 46626 |  | 43855 |  |  | Standard | 0 |  | 98982,98983,98984,98985,98986,98987,103571,103572,103573,103574,103575 | 0Oe4W3Rwf1Dht7uPdCMTEZ | 1 |  | M_Duplex Receptacle:Standard:Standard:905620 |  |  | N/A | 1957 | N/A |  | N/A | N/A | N/A | N/A | N/A |  | 120 V/1-180 VA | N/A | Orphaned | UNSET |  |  | Level: Level 1 |  |  |  | 0.500000 | [7 empty] | 0.460000 |  |  |  |  | N/A | UNSET | N/A | N/A | TRUE | N/A | 0 | N/A | 0 | 0 | 0 | 0 | 0 | UNSET | N/A | N/A | FIXED | N/A | Ground Fault Receptacles | UNSET | N/A |  | N/A | N/A | N/A | 0 | L1 | 0 | N/A | N/A | N/A | 0 | [16 empty] | N/A |  |  |  | 23.80.50.11.17 | [7 empty] | Receptacle |  | N21E1 | 24 | [5 empty] | 1291.669250 | 0.000000 | 383 | 1937.503875 | TRUE
1975 | 1D38 |  | 907531 | New Construction | N/A | [5 empty] | 103376 |  | 46644 |  | 43873 |  |  | Standard | 0 |  | 99090,99091,99092,99093,99094,99095,103571,103572,103573,103574,103575 | 0Oe4W3Rwf1Dht7uPdCMTiy | 1 |  | M_Duplex Receptacle:Standard:Standard:907531 |  |  | N/A | 1975 | N/A |  | N/A | N/A | N/A | N/A | N/A |  | 120 V/1-180 VA | N/A | Linked Revit Model : Clinic_A.rvt | UNSET |  |  | Level: Level 1 |  |  |  | 0.500000 | [7 empty] | 0.460000 |  |  |  |  | N/A | UNSET | N/A | N/A | TRUE | N/A | 0 | N/A | 0 | 0 | 0 | 0 | 0 | UNSET | N/A | N/A | FIXED | N/A | Ground Fault Receptacles | UNSET | N/A |  | N/A | N/A | N/A | 0 | L1 | 0 | N/A | N/A | N/A | 0 | [16 empty] | N/A |  |  |  | 23.80.50.11.17 | [7 empty] | Receptacle |  | N21E1 | 24 | [5 empty] | 1291.669250 | 0.000000 | 401 | 1937.503875 | TRUE
1976 | 1D38 |  | 908206 | New Construction | N/A | [5 empty] | 103376 |  | 46645 |  | 43874 |  |  | Standard | 0 |  | 99096,99097,99098,99099,99100,99101,103571,103572,103573,103574,103575 | 0Oe4W3Rwf1Dht7uPdCMTcP | 1 |  | M_Duplex Receptacle:Standard:Standard:908206 |  |  | N/A | 1976 | N/A |  | N/A | N/A | N/A | N/A | N/A |  | 120 V/1-180 VA | N/A | Linked Revit Model : Clinic_A.rvt | UNSET |  |  | Level: Level 1 |  |  |  | 0.500000 | [7 empty] | 0.460000 |  |  |  |  | N/A | UNSET | N/A | N/A | TRUE | N/A | 0 | N/A | 0 | 0 | 0 | 0 | 0 | UNSET | N/A | N/A | FIXED | N/A | Ground Fault Receptacles | UNSET | N/A |  | N/A | N/A | N/A | 0 | L1 | 0 | N/A | N/A | N/A | 0 | [16 empty] | N/A |  |  |  | 23.80.50.11.17 | [7 empty] | Receptacle |  | N21E1 | 24 | [5 empty] | 1291.669250 | 0.000000 | 402 | 1937.503875 | TRUE
1977 | 1D38 |  | 908259 | New Construction | N/A | [5 empty] | 103376 |  | 46646 |  | 43875 |  |  | Standard | 0 |  | 99102,99103,99104,99105,99106,99107,103571,103572,103573,103574,103575 | 0Oe4W3Rwf1Dht7uPdCMTdK | 1 |  | M_Duplex Receptacle:Standard:Standard:908259 |  |  | N/A | 1977 | N/A |  | N/A | N/A | N/A | N/A | N/A |  | 120 V/1-180 VA | N/A | Linked Revit Model : Clinic_A.rvt | UNSET |  |  | Level: Level 1 |  |  |  | 0.500000 | [7 empty] | 0.460000 |  |  |  |  | N/A | UNSET | N/A | N/A | TRUE | N/A | 0 | N/A | 0 | 0 | 0 | 0 | 0 | UNSET | N/A | N/A | FIXED | N/A | Ground Fault Receptacles | UNSET | N/A |  | N/A | N/A | N/A | 0 | L1 | 0 | N/A | N/A | N/A | 0 | [16 empty] | N/A |  |  |  | 23.80.50.11.17 | [7 empty] | Receptacle |  | N21E1 | 24 | [5 empty] | 1291.669250 | 0.000000 | 403 | 1937.503875 | TRUE
1021 | 1D39 | 0 | 817515 | New Construction | N/A |  | 0 |  | 0 |  | 103013 | Point+HemiSpherical | 46057 |  | 53826 | REF TYPE MARK | 0 | B3 - 610x610mm | 0 | 86626 | 95496,95497,95498,95499,95500,95501,95502,103543,103544,103545,103546,103547,103548,103549,103550,103551 | 0FXKOTtYf3kRrcedvXFWkb | 1 |  | M_Troffer Light - Parabolic Square:B3 - 610x610mm:B3 - 610x610mm:817515 |  | NO | N/A | 1021 | N/A | 16777215 | N/A | N/A | N/A | N/A | N/A |  | 120 V/1-40 VA | N/A | Linked Revit Model : Clinic_A.rvt | UNSET |  |  | Level: Level 1 | UNSET | F | 0 | 2.680000 |  | 430.556417 | 0 | 0.050000 |  |  |  | 1.200000 |  |  | U-SHAPED, CRI=75 |  | N/A | UNSET | N/A | N/A | TRUE | N/A | 0 | N/A | 0 | 0 | 0 | 0 | 0 | UNSET | N/A | N/A | FIXED | N/A | Downlights | UNSET | N/A |  | N/A | N/A | N/A | 0 | L1 | 0 | N/A | N/A | N/A | 0 | UNSET | UNSET | 0 | 0 | 0 | 0 | 0 | [9 empty] | N/A |  |  |  | 23.80.70.11.14.11 |  |  | B3 |  |  |  | 1291.669250 | Lighting - Dwelling Unit | 1 | L41B | 4 |  |  | 3150.000000 | 32 | [8 empty] | Metal - Paint Finish - Dark Gray, Matte | Glass - White, High Luminance | Metal - Chrome
1386 | 1D39 |  | 817233 | New Construction | N/A | [5 empty] | 103013 |  | 46055 |  | 43316 |  |  | Single Pole | 0 |  | 95483,95484,95485,95486,95487,95488,103554,103555,103556,103557,103558,103559 | 0FXKOTtYf3kRrcedvXFWgV | 1 |  | M_Lighting Switches:Single Pole:Single Pole:817233 |  |  | N/A | 1386 | N/A |  | N/A | N/A | N/A | N/A | N/A |  | 120 V/1-0 VA | N/A | Linked Revit Model : Clinic_A.rvt |  |  |  | Level: Level 1 |  |  |  | 1.200000 |  | 0.000000 | [5 empty] | 1.200000 |  |  |  |  | N/A | UNSET | N/A | N/A | TRUE | N/A | 0 | N/A | 0 | 0 | 0 | 0 | 0 | UNSET | N/A | N/A | FIXED | N/A | Switches | UNSET | N/A |  | N/A | N/A | N/A | 0 | L1 | 0 | N/A | N/A | N/A | 0 | [16 empty] | N/A |  |  |  | 23.80.50.11.14 | [7 empty] | Other |  | L41B | 4 | [5 empty] | 1291.669250 | 0.000000
2094 | 1D39 |  | 931881 | New Construction | N/A | [5 empty] | 103013 |  | 46770 |  | 43996 |  |  | Standard | 0 |  | 99853,99854,99855,99856,99857,99858,103571,103572,103573,103574,103575 | 1QA7B_6G1CUwPHFKLOSH3V | 1 |  | M_Duplex Receptacle:Standard:Standard:931881 |  |  | N/A | 2094 | N/A |  | N/A | N/A | N/A | N/A | N/A |  | 120 V/1-180 VA | N/A | M_Lighting Switches : Single Pole | UNSET |  |  | Level: Level 1 |  |  |  | 0.500000 | [7 empty] | 0.460000 |  |  |  |  | N/A | UNSET | N/A | N/A | TRUE | N/A | 0 | N/A | 0 | 0 | 0 | 0 | 0 | UNSET | N/A | N/A | FIXED | N/A | Ground Fault Receptacles | UNSET | N/A |  | N/A | N/A | N/A | 0 | L1 | 0 | N/A | N/A | N/A | 0 | [16 empty] | N/A |  |  |  | 23.80.50.11.17 | [7 empty] | Receptacle |  | N21E1 | 6 | [5 empty] | 1291.669250 | 0.000000 | 520 | 1937.503875 | TRUE
569 | 1D40 | 0 | 740844 | New Construction | N/A |  | 0 |  | 0 |  | 103332 | Point+HemiSpherical | 45368 |  | 53239 | REF TYPE MARK | 0 | A2B - 0610x1219mm | 0 | 87074 | 90747,90748,90749,90750,90751,90752,90753,103336,103337,103338,103339,103340,103341,103342,103343,103352 | 2ikEQjpcTDnxUN0yGA3WMw | 1 |  | M_Troffer Light - Parabolic Rectangular:A2B - 0610x1219mm:A2B - 0610x1219mm:740844 |  | YES | N/A | 569 | N/A | 16777215 | N/A | N/A | N/A | N/A | N/A |  | 120 V/1-80 VA | N/A | <not associated> | UNSET |  |  | Level: Level 1 | UNSET | F | 0 | 2.680000 |  | 861.112833 | 0 | 0.050000 |  |  |  | 1.200000 |  |  | T8, 1219mm, RAPID START, CRI=75 |  | N/A | UNSET | N/A | N/A | TRUE | N/A | 0 | N/A | 0 | 0 | 0 | 0 | 0 | UNSET | N/A | N/A | FIXED | N/A | Downlights | UNSET | N/A | D5020210 | N/A | N/A | N/A | 0 | L1 | 0 | N/A | N/A | N/A | 0 | UNSET | UNSET | 0 | 0 | 0 | 0 | 0 | [9 empty] | N/A | Lighting - Fluorescent |  |  | 23.80.70.11.14.11 |  |  | A2B |  |  |  | 1291.669250 | Lighting - Dwelling Unit | 1 | L41B | 4 |  |  | 2900.000000 | 32 | [8 empty] | Metal - Paint Finish - Dark Gray, Matte | Glass - White, High Luminance | Metal - Chrome
570 | 1D40 | 0 | 740852 | New Construction | N/A |  | 0 |  | 0 |  | 103332 | Point+HemiSpherical | 45369 |  | 53240 | REF TYPE MARK | 0 | A2B - 0610x1219mm | 0 | 87073 | 90754,90755,90756,90757,90758,90759,90760,103336,103337,103338,103339,103340,103341,103342,103343,103352 | 2ikEQjpcTDnxUN0yGA3WMY | 1 |  | M_Troffer Light - Parabolic Rectangular:A2B - 0610x1219mm:A2B - 0610x1219mm:740852 |  | YES | N/A | 570 | N/A | 16777215 | N/A | N/A | N/A | N/A | N/A |  | 120 V/1-80 VA | N/A | <not associated> | UNSET |  |  | Level: Level 1 | UNSET | F | 0 | 2.680000 |  | 861.112833 | 0 | 0.050000 |  |  |  | 1.200000 |  |  | T8, 1219mm, RAPID START, CRI=75 |  | N/A | UNSET | N/A | N/A | TRUE | N/A | 0 | N/A | 0 | 0 | 0 | 0 | 0 | UNSET | N/A | N/A | FIXED | N/A | Downlights | UNSET | N/A | D5020210 | N/A | N/A | N/A | 0 | L1 | 0 | N/A | N/A | N/A | 0 | UNSET | UNSET | 0 | 0 | 0 | 0 | 0 | [9 empty] | N/A | Lighting - Fluorescent |  |  | 23.80.70.11.14.11 |  |  | A2B |  |  |  | 1291.669250 | Lighting - Dwelling Unit | 1 | L41B | 4 |  |  | 2900.000000 | 32 | [8 empty] | Metal - Paint Finish - Dark Gray, Matte | Glass - White, High Luminance | Metal - Chrome
571 | 1D40 | 0 | 740860 | New Construction | N/A |  | 0 |  | 0 |  | 103332 | Point+HemiSpherical | 45370 |  | 53241 | REF TYPE MARK | 0 | A2B - 0610x1219mm | 0 | 87072 | 90761,90762,90763,90764,90765,90766,90767,103336,103337,103338,103339,103340,103341,103342,103343,103352 | 2ikEQjpcTDnxUN0yGA3WMg | 1 |  | M_Troffer Light - Parabolic Rectangular:A2B - 0610x1219mm:A2B - 0610x1219mm:740860 |  | YES | N/A | 571 | N/A | 16777215 | N/A | N/A | N/A | N/A | N/A |  | 120 V/1-80 VA | N/A | <not associated> | UNSET |  |  | Level: Level 1 | UNSET | F | 0 | 2.680000 |  | 861.112833 | 0 | 0.050000 |  |  |  | 1.200000 |  |  | T8, 1219mm, RAPID START, CRI=75 |  | N/A | UNSET | N/A | N/A | TRUE | N/A | 0 | N/A | 0 | 0 | 0 | 0 | 0 | UNSET | N/A | N/A | FIXED | N/A | Downlights | UNSET | N/A | D5020210 | N/A | N/A | N/A | 0 | L1 | 0 | N/A | N/A | N/A | 0 | UNSET | UNSET | 0 | 0 | 0 | 0 | 0 | [9 empty] | N/A | Lighting - Fluorescent |  |  | 23.80.70.11.14.11 |  |  | A2B |  |  |  | 1291.669250 | Lighting - Dwelling Unit | 1 | L41B | 4 |  |  | 2900.000000 | 32 | [8 empty] | Metal - Paint Finish - Dark Gray, Matte | Glass - White, High Luminance | Metal - Chrome
1378 | 1D40 |  | 815581 | New Construction | N/A | [5 empty] | 103332 |  | 46047 |  | 43308 |  |  | Single Pole | 0 |  | 95435,95436,95437,95438,95439,95440,103554,103555,103556,103557,103558,103559 | 0FXKOTtYf3kRrcedvXFWCJ | 1 |  | M_Lighting Switches:Single Pole:Single Pole:815581 |  |  | N/A | 1378 | N/A |  | N/A | N/A | N/A | N/A | N/A |  | 120 V/1-0 VA | N/A | Linked Revit Model : Clinic_A.rvt |  |  |  | Level: Level 1 |  |  |  | 1.200000 |  | 0.000000 | [5 empty] | 1.200000 |  |  |  |  | N/A | UNSET | N/A | N/A | TRUE | N/A | 0 | N/A | 0 | 0 | 0 | 0 | 0 | UNSET | N/A | N/A | FIXED | N/A | Switches | UNSET | N/A |  | N/A | N/A | N/A | 0 | L1 | 0 | N/A | N/A | N/A | 0 | [16 empty] | N/A |  |  |  | 23.80.50.11.14 | [7 empty] | Other |  | L41B | 4 | [5 empty] | 1291.669250 | 0.000000
1979 | 1D40 |  | 908685 | New Construction | N/A | [5 empty] | 103332 |  | 46648 |  | 43877 |  |  | Standard | 0 |  | 99114,99115,99116,99117,99118,99119,103571,103572,103573,103574,103575 | 0Oe4W3Rwf1Dht7uPdCMT_w | 1 |  | M_Duplex Receptacle:Standard:Standard:908685 |  |  | N/A | 1979 | N/A |  | N/A | N/A | N/A | N/A | N/A |  | 120 V/1-180 VA | N/A | Linked Revit Model : Clinic_A.rvt | UNSET |  |  | Level: Level 1 |  |  |  | 0.500000 | [7 empty] | 0.460000 |  |  |  |  | N/A | UNSET | N/A | N/A | TRUE | N/A | 0 | N/A | 0 | 0 | 0 | 0 | 0 | UNSET | N/A | N/A | FIXED | N/A | Ground Fault Receptacles | UNSET | N/A |  | N/A | N/A | N/A | 0 | L1 | 0 | N/A | N/A | N/A | 0 | [16 empty] | N/A |  |  |  | 23.80.50.11.17 | [7 empty] | Receptacle |  | N21E1 | 6 | [5 empty] | 1291.669250 | 0.000000 | 405 | 1937.503875 | TRUE
1980 | 1D40 |  | 908771 | New Construction | N/A | [5 empty] | 103332 |  | 46649 |  | 43878 |  |  | Standard | 0 |  | 99120,99121,99122,99123,99124,99125,103571,103572,103573,103574,103575 | 0Oe4W3Rwf1Dht7uPdCMT$K | 1 |  | M_Duplex Receptacle:Standard:Standard:908771 |  |  | N/A | 1980 | N/A |  | N/A | N/A | N/A | N/A | N/A |  | 120 V/1-180 VA | N/A | Linked Revit Model : Clinic_A.rvt | UNSET |  |  | Level: Level 1 |  |  |  | 0.500000 | [7 empty] | 0.460000 |  |  |  |  | N/A | UNSET | N/A | N/A | TRUE | N/A | 0 | N/A | 0 | 0 | 0 | 0 | 0 | UNSET | N/A | N/A | FIXED | N/A | Ground Fault Receptacles | UNSET | N/A |  | N/A | N/A | N/A | 0 | L1 | 0 | N/A | N/A | N/A | 0 | [16 empty] | N/A |  |  |  | 23.80.50.11.17 | [7 empty] | Receptacle |  | N21E1 | 8 | [5 empty] | 1291.669250 | 0.000000 | 406 | 1937.503875 | TRUE
1981 | 1D40 |  | 908854 | New Construction | N/A | [5 empty] | 103332 |  | 46650 |  | 43879 |  |  | Standard | 0 |  | 99126,99127,99128,99129,99130,99131,103571,103572,103573,103574,103575 | 0Oe4W3Rwf1Dht7uPdCMTm1 | 1 |  | M_Duplex Receptacle:Standard:Standard:908854 |  |  | N/A | 1981 | N/A |  | N/A | N/A | N/A | N/A | N/A |  | 120 V/1-180 VA | N/A | Linked Revit Model : Clinic_A.rvt | UNSET |  |  | Level: Level 1 |  |  |  | 0.500000 | [7 empty] | 0.460000 |  |  |  |  | N/A | UNSET | N/A | N/A | TRUE | N/A | 0 | N/A | 0 | 0 | 0 | 0 | 0 | UNSET | N/A | N/A | FIXED | N/A | Ground Fault Receptacles | UNSET | N/A |  | N/A | N/A | N/A | 0 | L1 | 0 | N/A | N/A | N/A | 0 | [16 empty] | N/A |  |  |  | 23.80.50.11.17 | [7 empty] | Receptacle |  | N21E1 | 6 | [5 empty] | 1291.669250 | 0.000000 | 407 | 1937.503875 | TRUE
1985 | 1D40 |  | 909234 | New Construction | N/A | [5 empty] | 103332 |  | 46654 |  | 43883 |  |  | Standard | 0 |  | 99150,99151,99152,99153,99154,99155,103571,103572,103573,103574,103575 | 0Oe4W3Rwf1Dht7uPdCMTs5 | 1 |  | M_Duplex Receptacle:Standard:Standard:909234 |  |  | N/A | 1985 | N/A |  | N/A | N/A | N/A | N/A | N/A |  | 120 V/1-180 VA | N/A | Linked Revit Model : Clinic_A.rvt | UNSET |  |  | Level: Level 1 |  |  |  | 0.500000 | [7 empty] | 0.460000 |  |  |  |  | N/A | UNSET | N/A | N/A | TRUE | N/A | 0 | N/A | 0 | 0 | 0 | 0 | 0 | UNSET | N/A | N/A | FIXED | N/A | Ground Fault Receptacles | UNSET | N/A |  | N/A | N/A | N/A | 0 | L1 | 0 | N/A | N/A | N/A | 0 | [16 empty] | N/A |  |  |  | 23.80.50.11.17 | [7 empty] | Receptacle |  | N21E1 | 6 | [5 empty] | 1291.669250 | 0.000000 | 411 | 1937.503875 | TRUE
1986 | 1D40 |  | 909320 | New Construction | N/A | [5 empty] | 103332 |  | 46655 |  | 43884 |  |  | Standard | 0 |  | 99156,99157,99158,99159,99160,99161,103571,103572,103573,103574,103575 | 0Oe4W3Rwf1Dht7uPdCMU8$ | 1 |  | M_Duplex Receptacle:Standard:Standard:909320 |  |  | N/A | 1986 | N/A |  | N/A | N/A | N/A | N/A | N/A |  | 120 V/1-180 VA | N/A | Linked Revit Model : Clinic_A.rvt | UNSET |  |  | Level: Level 1 |  |  |  | 0.500000 | [7 empty] | 0.460000 |  |  |  |  | N/A | UNSET | N/A | N/A | TRUE | N/A | 0 | N/A | 0 | 0 | 0 | 0 | 0 | UNSET | N/A | N/A | FIXED | N/A | Ground Fault Receptacles | UNSET | N/A |  | N/A | N/A | N/A | 0 | L1 | 0 | N/A | N/A | N/A | 0 | [16 empty] | N/A |  |  |  | 23.80.50.11.17 | [7 empty] | Receptacle |  | N21E1 | 7 | [5 empty] | 1291.669250 | 0.000000 | 412 | 1937.503875 | TRUE
1987 | 1D40 |  | 909364 | New Construction | N/A | [5 empty] | 103332 |  | 46656 |  | 43885 |  |  | Standard | 0 |  | 99162,99163,99164,99165,99166,99167,103571,103572,103573,103574,103575 | 0Oe4W3Rwf1Dht7uPdCMU83 | 1 |  | M_Duplex Receptacle:Standard:Standard:909364 |  |  | N/A | 1987 | N/A |  | N/A | N/A | N/A | N/A | N/A |  | 120 V/1-180 VA | N/A | Linked Revit Model : Clinic_A.rvt | UNSET |  |  | Level: Level 1 |  |  |  | 0.500000 | [7 empty] | 0.460000 |  |  |  |  | N/A | UNSET | N/A | N/A | TRUE | N/A | 0 | N/A | 0 | 0 | 0 | 0 | 0 | UNSET | N/A | N/A | FIXED | N/A | Ground Fault Receptacles | UNSET | N/A |  | N/A | N/A | N/A | 0 | L1 | 0 | N/A | N/A | N/A | 0 | [16 empty] | N/A |  |  |  | 23.80.50.11.17 | [7 empty] | Receptacle |  | N21E1 | 6 | [5 empty] | 1291.669250 | 0.000000 | 413 | 1937.503875 | TRUE
333 | 1DC5 | 0 | 1210348 | New Construction | N/A | Aluminum-Philips Chloride | 0 | F | 0 | Paint-Philips Chloride-Black | 102935 | Rectangle+Spherical | 47252 | 16 | 53882 | REF TYPE MARK | 0 | X1 | 0 | 86590 | 102810,102811,102812,102813,102814,102815,102816,103485,103486,103487,103488,103489,103490,103491,103492,103493,103494 | 1dLDiZnH12mRH5cIKJ8XIN | 1 | No Photometry Available | Exit Sign - Ceiling_Mount_Single:X1:X1:1210348 |  | NO | N/A | 333 | N/A | 16777215 | N/A | N/A | N/A | N/A | N/A | 0.225524 | Luminaire 120 V/1-4 VA | N/A | Linked Revit Model : Clinic_A.rvt | UNSET | 0.336550 | Not Available | Level: Level 1 | UNSET | F | 0 | 2.680000 | Plastic-Philips Chloride-Red | 40.902860 | 0 | 0.609600 | 0.120650 | 0.336550 | 0.225524 | 1.219200 | 12/27 (Dual Voltage - 120/277) | Not Available | LED | 1291.669250 | N/A | UNSET | N/A | N/A | TRUE | N/A | 0 | N/A | 0 | 0 | 0 | 0 | 0 | UNSET | N/A | N/A | FIXED | N/A | Emergency Lighting | UNSET | N/A | D5020200 | N/A | N/A | N/A | 0 | L1 | 0 | N/A | N/A | N/A | 0 | UNSET | UNSET | 0 | 0 | 0 | 0 | 0 | Horizontal | Not Available | Not Available | Not Available | Not Available | Matte Black w/Brushed Aluminum Face | Not Applicable | Red | 1 | N/A | Lighting Equipment | http://www.chloridesys.com/chloride/Chloridefixture.cfm?ID=3748 | http://www.chloridesys.com/chloride/ | 23.80.70.11.21 | CE-11400 | 55 Line LED Die Cast Aluminum Exit - Traditional | X1 | 55LA-1-12/27-R | 55LA-1-12/27-R
633 | 1DC5 | 0 | 743382 | New Construction | N/A |  | 0 |  | 0 |  | 102935 | Point+HemiSpherical | 45432 |  | 53303 | REF TYPE MARK | 0 | B3B - 610x610mm | 0 | 87010 | 91195,91196,91197,91198,91199,91200,91201,103533,103534,103535,103536,103537,103538,103539,103540,103541 | 312$WHH7b36fc6XaYoDlof | 1 |  | M_Troffer Light - Parabolic Square:B3B - 610x610mm:B3B - 610x610mm:743382 |  | YES | N/A | 633 | N/A | 16777215 | N/A | N/A | N/A | N/A | N/A |  | 120 V/1-40 VA | N/A | Linked Revit Model : Clinic_A.rvt | UNSET |  |  | Level: Level 1 | UNSET | F | 0 | 2.680000 |  | 430.556417 | 0 | 0.050000 |  |  |  | 1.200000 |  |  | U-SHAPED, CRI=75 |  | N/A | UNSET | N/A | N/A | TRUE | N/A | 0 | N/A | 0 | 0 | 0 | 0 | 0 | UNSET | N/A | N/A | FIXED | N/A | Downlights | UNSET | N/A |  | N/A | N/A | N/A | 0 | L1 | 0 | N/A | N/A | N/A | 0 | UNSET | UNSET | 0 | 0 | 0 | 0 | 0 | [9 empty] | N/A |  |  |  | 23.80.70.11.14.11 |  |  | B3B |  |  |  | 1291.669250 | Lighting - Dwelling Unit | 1 | L41C | 6 |  |  | 3150.000000 | 32 | [8 empty] | Metal - Paint Finish - Dark Gray, Matte | Glass - White, High Luminance | Metal - Chrome
330 | 1DC6 | 0 | 1209672 | New Construction | N/A | Aluminum-Philips Chloride | 0 | F | 0 | Paint-Philips Chloride-Black | 103166 | Rectangle+Spherical | 47249 | 16 | 53879 | REF TYPE MARK | 0 | X1 | 0 | 86593 | 102789,102790,102791,102792,102793,102794,102795,103485,103486,103487,103488,103489,103490,103491,103492,103493,103494 | 1dLDiZnH12mRH5cIKJ8XOp | 1 | No Photometry Available | Exit Sign - Ceiling_Mount_Single:X1:X1:1209672 |  | NO | N/A | 330 | N/A | 16777215 | N/A | N/A | N/A | N/A | N/A | 0.225524 | Luminaire 120 V/1-4 VA | N/A | Linked Revit Model : Clinic_A.rvt | UNSET | 0.336550 | Not Available | Level: Level 1 | UNSET | F | 0 | 2.680000 | Plastic-Philips Chloride-Red | 40.902860 | 0 | 0.609600 | 0.120650 | 0.336550 | 0.225524 | 1.219200 | 12/27 (Dual Voltage - 120/277) | Not Available | LED | 1291.669250 | N/A | UNSET | N/A | N/A | TRUE | N/A | 0 | N/A | 0 | 0 | 0 | 0 | 0 | UNSET | N/A | N/A | FIXED | N/A | Emergency Lighting | UNSET | N/A | D5020200 | N/A | N/A | N/A | 0 | L1 | 0 | N/A | N/A | N/A | 0 | UNSET | UNSET | 0 | 0 | 0 | 0 | 0 | Horizontal | Not Available | Not Available | Not Available | Not Available | Matte Black w/Brushed Aluminum Face | Not Applicable | Red | 1 | N/A | Lighting Equipment | http://www.chloridesys.com/chloride/Chloridefixture.cfm?ID=3748 | http://www.chloridesys.com/chloride/ | 23.80.70.11.21 | CE-11400 | 55 Line LED Die Cast Aluminum Exit - Traditional | X1 | 55LA-1-12/27-R | 55LA-1-12/27-R
635 | 1DC6 | 0 | 743400 | New Construction | N/A |  | 0 |  | 0 |  | 103166 | Point+HemiSpherical | 45434 |  | 53305 | REF TYPE MARK | 0 | B3 - 610x610mm | 0 | 87008 | 91209,91210,91211,91212,91213,91214,91215,103543,103544,103545,103546,103547,103548,103549,103550,103551 | 312$WHH7b36fc6XaYoDloN | 1 |  | M_Troffer Light - Parabolic Square:B3 - 610x610mm:B3 - 610x610mm:743400 |  | NO | N/A | 635 | N/A | 16777215 | N/A | N/A | N/A | N/A | N/A |  | 120 V/1-40 VA | N/A | Linked Revit Model : Clinic_A.rvt | UNSET |  |  | Level: Level 1 | UNSET | F | 0 | 2.680000 |  | 430.556417 | 0 | 0.050000 |  |  |  | 1.200000 |  |  | U-SHAPED, CRI=75 |  | N/A | UNSET | N/A | N/A | TRUE | N/A | 0 | N/A | 0 | 0 | 0 | 0 | 0 | UNSET | N/A | N/A | FIXED | N/A | Downlights | UNSET | N/A |  | N/A | N/A | N/A | 0 | L1 | 0 | N/A | N/A | N/A | 0 | UNSET | UNSET | 0 | 0 | 0 | 0 | 0 | [9 empty] | N/A |  |  |  | 23.80.70.11.14.11 |  |  | B3 |  |  |  | 1291.669250 | Lighting - Dwelling Unit | 1 | L41B | 4 |  |  | 3150.000000 | 32 | [8 empty] | Metal - Paint Finish - Dark Gray, Matte | Glass - White, High Luminance | Metal - Chrome
642 | 1DC6 | 0 | 743460 | New Construction | N/A |  | 0 |  | 0 |  | 103166 | Point+HemiSpherical | 45441 |  | 53312 | REF TYPE MARK | 0 | B3 - 610x610mm | 0 | 87001 | 91258,91259,91260,91261,91262,91263,91264,103543,103544,103545,103546,103547,103548,103549,103550,103551 | 312$WHH7b36fc6XaYoDlDR | 1 |  | M_Troffer Light - Parabolic Square:B3 - 610x610mm:B3 - 610x610mm:743460 |  | NO | N/A | 642 | N/A | 16777215 | N/A | N/A | N/A | N/A | N/A |  | 120 V/1-40 VA | N/A | Linked Revit Model : Clinic_A.rvt | UNSET |  |  | Level: Level 1 | UNSET | F | 0 | 2.680000 |  | 430.556417 | 0 | 0.050000 |  |  |  | 1.200000 |  |  | U-SHAPED, CRI=75 |  | N/A | UNSET | N/A | N/A | TRUE | N/A | 0 | N/A | 0 | 0 | 0 | 0 | 0 | UNSET | N/A | N/A | FIXED | N/A | Downlights | UNSET | N/A |  | N/A | N/A | N/A | 0 | L1 | 0 | N/A | N/A | N/A | 0 | UNSET | UNSET | 0 | 0 | 0 | 0 | 0 | [9 empty] | N/A |  |  |  | 23.80.70.11.14.11 |  |  | B3 |  |  |  | 1291.669250 | Lighting - Dwelling Unit | 1 | L41B | 4 |  |  | 3150.000000 | 32 | [8 empty] | Metal - Paint Finish - Dark Gray, Matte | Glass - White, High Luminance | Metal - Chrome
643 | 1DC6 | 0 | 743468 | New Construction | N/A |  | 0 |  | 0 |  | 103166 | Point+HemiSpherical | 45442 |  | 53313 | REF TYPE MARK | 0 | B3B - 610x610mm | 0 | 87000 | 91265,91266,91267,91268,91269,91270,91271,103533,103534,103535,103536,103537,103538,103539,103540,103541 | 312$WHH7b36fc6XaYoDlDJ | 1 |  | M_Troffer Light - Parabolic Square:B3B - 610x610mm:B3B - 610x610mm:743468 |  | YES | N/A | 643 | N/A | 16777215 | N/A | N/A | N/A | N/A | N/A |  | 120 V/1-40 VA | N/A | Linked Revit Model : Clinic_A.rvt | UNSET |  |  | Level: Level 1 | UNSET | F | 0 | 2.680000 |  | 430.556417 | 0 | 0.050000 |  |  |  | 1.200000 |  |  | U-SHAPED, CRI=75 |  | N/A | UNSET | N/A | N/A | TRUE | N/A | 0 | N/A | 0 | 0 | 0 | 0 | 0 | UNSET | N/A | N/A | FIXED | N/A | Downlights | UNSET | N/A |  | N/A | N/A | N/A | 0 | L1 | 0 | N/A | N/A | N/A | 0 | UNSET | UNSET | 0 | 0 | 0 | 0 | 0 | [9 empty] | N/A |  |  |  | 23.80.70.11.14.11 |  |  | B3B |  |  |  | 1291.669250 | Lighting - Dwelling Unit | 1 | L41B | 4 |  |  | 3150.000000 | 32 | [8 empty] | Metal - Paint Finish - Dark Gray, Matte | Glass - White, High Luminance | Metal - Chrome
1358 | 1DC6 |  | 812618 | New Construction | N/A | [5 empty] | 103166 |  | 46027 |  | 43288 |  |  | Single Pole | 0 |  | 95315,95316,95317,95318,95319,95320,103554,103555,103556,103557,103558,103559 | 0FXKOTtYf3kRrcedvXFXI4 | 1 |  | M_Lighting Switches:Single Pole:Single Pole:812618 |  |  | N/A | 1358 | N/A |  | N/A | N/A | N/A | N/A | N/A |  | 120 V/1-0 VA | N/A | Linked Revit Model : Clinic_A.rvt |  |  |  | Level: Level 1 |  |  |  | 1.200000 |  | 0.000000 | [5 empty] | 1.200000 |  |  |  |  | N/A | UNSET | N/A | N/A | TRUE | N/A | 0 | N/A | 0 | 0 | 0 | 0 | 0 | UNSET | N/A | N/A | FIXED | N/A | Switches | UNSET | N/A |  | N/A | N/A | N/A | 0 | L1 | 0 | N/A | N/A | N/A | 0 | [16 empty] | N/A |  |  |  | 23.80.50.11.14 | [7 empty] | Other |  | L41B | 4 | [5 empty] | 1291.669250 | 0.000000
2098 | 1DC6 |  | 932703 | New Construction | N/A | [5 empty] | 103166 |  | 46774 |  | 44000 |  |  | Standard | 0 |  | 99877,99878,99879,99880,99881,99882,103571,103572,103573,103574,103575 | 1QA7B_6G1CUwPHFKLOSHEf | 1 |  | M_Duplex Receptacle:Standard:Standard:932703 |  |  | N/A | 2098 | N/A |  | N/A | N/A | N/A | N/A | N/A |  | 120 V/1-180 VA | N/A | Linked Revit Model : Clinic_A.rvt | UNSET |  |  | Level: Level 1 |  |  |  | 0.500000 | [7 empty] | 0.460000 |  |  |  |  | N/A | UNSET | N/A | N/A | TRUE | N/A | 0 | N/A | 0 | 0 | 0 | 0 | 0 | UNSET | N/A | N/A | FIXED | N/A | Ground Fault Receptacles | UNSET | N/A |  | N/A | N/A | N/A | 0 | L1 | 0 | N/A | N/A | N/A | 0 | [16 empty] | N/A |  |  |  | 23.80.50.11.17 | [7 empty] | Receptacle |  | N21E1 | 23 | [5 empty] | 1291.669250 | 0.000000 | 524 | 1937.503875 | TRUE
334 | 1DC7 | 0 | 1210426 | New Construction | N/A | Aluminum-Philips Chloride | 0 | F | 0 | Paint-Philips Chloride-Black | 103331 | Rectangle+Spherical | 47253 | 16 | 53883 | REF TYPE MARK | 0 | X1 | 0 | 86589 | 102817,102818,102819,102820,102821,102822,102823,103485,103486,103487,103488,103489,103490,103491,103492,103493,103494 | 1dLDiZnH12mRH5cIKJ8Xj1 | 1 | No Photometry Available | Exit Sign - Ceiling_Mount_Single:X1:X1:1210426 |  | NO | N/A | 334 | N/A | 16777215 | N/A | N/A | N/A | N/A | N/A | 0.225524 | Luminaire 120 V/1-4 VA | N/A | Linked Revit Model : Clinic_A.rvt | UNSET | 0.336550 | Not Available | Level: Level 1 | UNSET | F | 0 | 2.680000 | Plastic-Philips Chloride-Red | 40.902860 | 0 | 0.609600 | 0.120650 | 0.336550 | 0.225524 | 1.219200 | 12/27 (Dual Voltage - 120/277) | Not Available | LED | 1291.669250 | N/A | UNSET | N/A | N/A | TRUE | N/A | 0 | N/A | 0 | 0 | 0 | 0 | 0 | UNSET | N/A | N/A | FIXED | N/A | Emergency Lighting | UNSET | N/A | D5020200 | N/A | N/A | N/A | 0 | L1 | 0 | N/A | N/A | N/A | 0 | UNSET | UNSET | 0 | 0 | 0 | 0 | 0 | Horizontal | Not Available | Not Available | Not Available | Not Available | Matte Black w/Brushed Aluminum Face | Not Applicable | Red | 1 | N/A | Lighting Equipment | http://www.chloridesys.com/chloride/Chloridefixture.cfm?ID=3748 | http://www.chloridesys.com/chloride/ | 23.80.70.11.21 | CE-11400 | 55 Line LED Die Cast Aluminum Exit - Traditional | X1 | 55LA-1-12/27-R | 55LA-1-12/27-R
335 | 1DC7 | 0 | 1210672 | New Construction | N/A | Aluminum-Philips Chloride | 0 | F | 0 | Paint-Philips Chloride-Black | 103331 | Rectangle+Spherical | 47254 | 11 | 53884 | REF TYPE MARK | 0 | X2 | 0 | 86588 | 102824,102825,102826,102827,102828,102829,102830,103169,103170,103171,103172,103173,103174,103175,103176,103177,103216 | 1dLDiZnH12mRH5cIKJ8XfB | 1 | No Photometry Available | Exit Sign - Ceiling_Mount_Double Face:X2:X2:1210672 |  | NO | N/A | 335 | N/A | 16777215 | N/A | N/A | N/A | N/A | N/A | 0.225524 | Luminaire 120 V/1-4 VA | N/A | Linked Revit Model : Clinic_A.rvt | UNSET | 0.336550 | Not Available | Level: Level 1 | UNSET | F | 0 | 2.680000 | Plastic-Philips Chloride-Green | 43.055642 | 0 | 0.609600 | 0.120650 | 0.336550 | 0.225524 | 1.219200 | 12/27 (Dual Voltage - 120/277) | Not Available | LED | 1291.669250 | N/A | UNSET | N/A | N/A | TRUE | N/A | 0 | N/A | 0 | 0 | 0 | 0 | 0 | UNSET | N/A | N/A | FIXED | N/A | Emergency Lighting | UNSET | N/A | D5020200 | N/A | N/A | N/A | 0 | L1 | 0 | N/A | N/A | N/A | 0 | UNSET | UNSET | 0 | 0 | 0 | 0 | 0 | Horizontal | Not Available | Not Available | Not Available | Not Available | Matte Black w/Brushed Aluminum Face | Not Applicable | Green | 2 | N/A | Lighting Equipment | http://www.chloridesys.com/chloride/Chloridefixture.cfm?ID=3748 | http://www.chloridesys.com/chloride/ | 23.80.70.11.21 | CE-11400 | 55 Line LED Die Cast Aluminum Exit - Traditional | X2 | 55LA-2-12/27-G | 55LA-2-12/27-G
636 | 1DC7 | 0 | 743408 | New Construction | N/A |  | 0 |  | 0 |  | 103331 | Point+HemiSpherical | 45435 |  | 53306 | REF TYPE MARK | 0 | B3B - 610x610mm | 0 | 87007 | 91216,91217,91218,91219,91220,91221,91222,103533,103534,103535,103536,103537,103538,103539,103540,103541 | 312$WHH7b36fc6XaYoDloF | 1 |  | M_Troffer Light - Parabolic Square:B3B - 610x610mm:B3B - 610x610mm:743408 |  | YES | N/A | 636 | N/A | 16777215 | N/A | N/A | N/A | N/A | N/A |  | 120 V/1-40 VA | N/A | Linked Revit Model : Clinic_A.rvt | UNSET |  |  | Level: Level 1 | UNSET | F | 0 | 2.680000 |  | 430.556417 | 0 | 0.050000 |  |  |  | 1.200000 |  |  | U-SHAPED, CRI=75 |  | N/A | UNSET | N/A | N/A | TRUE | N/A | 0 | N/A | 0 | 0 | 0 | 0 | 0 | UNSET | N/A | N/A | FIXED | N/A | Downlights | UNSET | N/A |  | N/A | N/A | N/A | 0 | L1 | 0 | N/A | N/A | N/A | 0 | UNSET | UNSET | 0 | 0 | 0 | 0 | 0 | [9 empty] | N/A |  |  |  | 23.80.70.11.14.11 |  |  | B3B |  |  |  | 1291.669250 | Lighting - Dwelling Unit | 1 | L41B | 4 |  |  | 3150.000000 | 32 | [8 empty] | Metal - Paint Finish - Dark Gray, Matte | Glass - White, High Luminance | Metal - Chrome
637 | 1DC7 | 0 | 743418 | New Construction | N/A |  | 0 |  | 0 |  | 103331 | Point+HemiSpherical | 45436 |  | 53307 | REF TYPE MARK | 0 | B3 - 610x610mm | 0 | 87006 | 91223,91224,91225,91226,91227,91228,91229,103543,103544,103545,103546,103547,103548,103549,103550,103551 | 312$WHH7b36fc6XaYoDlo5 | 1 |  | M_Troffer Light - Parabolic Square:B3 - 610x610mm:B3 - 610x610mm:743418 |  | NO | N/A | 637 | N/A | 16777215 | N/A | N/A | N/A | N/A | N/A |  | 120 V/1-40 VA | N/A | Linked Revit Model : Clinic_A.rvt | UNSET |  |  | Level: Level 1 | UNSET | F | 0 | 2.680000 |  | 430.556417 | 0 | 0.050000 |  |  |  | 1.200000 |  |  | U-SHAPED, CRI=75 |  | N/A | UNSET | N/A | N/A | TRUE | N/A | 0 | N/A | 0 | 0 | 0 | 0 | 0 | UNSET | N/A | N/A | FIXED | N/A | Downlights | UNSET | N/A |  | N/A | N/A | N/A | 0 | L1 | 0 | N/A | N/A | N/A | 0 | UNSET | UNSET | 0 | 0 | 0 | 0 | 0 | [9 empty] | N/A |  |  |  | 23.80.70.11.14.11 |  |  | B3 |  |  |  | 1291.669250 | Lighting - Dwelling Unit | 1 | L41B | 4 |  |  | 3150.000000 | 32 | [8 empty] | Metal - Paint Finish - Dark Gray, Matte | Glass - White, High Luminance | Metal - Chrome
638 | 1DC7 | 0 | 743426 | New Construction | N/A |  | 0 |  | 0 |  | 103331 | Point+HemiSpherical | 45437 |  | 53308 | REF TYPE MARK | 0 | B3 - 610x610mm | 0 | 87005 | 91230,91231,91232,91233,91234,91235,91236,103543,103544,103545,103546,103547,103548,103549,103550,103551 | 312$WHH7b36fc6XaYoDlDz | 1 |  | M_Troffer Light - Parabolic Square:B3 - 610x610mm:B3 - 610x610mm:743426 |  | NO | N/A | 638 | N/A | 16777215 | N/A | N/A | N/A | N/A | N/A |  | 120 V/1-40 VA | N/A | Linked Revit Model : Clinic_A.rvt | UNSET |  |  | Level: Level 1 | UNSET | F | 0 | 2.680000 |  | 430.556417 | 0 | 0.050000 |  |  |  | 1.200000 |  |  | U-SHAPED, CRI=75 |  | N/A | UNSET | N/A | N/A | TRUE | N/A | 0 | N/A | 0 | 0 | 0 | 0 | 0 | UNSET | N/A | N/A | FIXED | N/A | Downlights | UNSET | N/A |  | N/A | N/A | N/A | 0 | L1 | 0 | N/A | N/A | N/A | 0 | UNSET | UNSET | 0 | 0 | 0 | 0 | 0 | [9 empty] | N/A |  |  |  | 23.80.70.11.14.11 |  |  | B3 |  |  |  | 1291.669250 | Lighting - Dwelling Unit | 1 | L41B | 4 |  |  | 3150.000000 | 32 | [8 empty] | Metal - Paint Finish - Dark Gray, Matte | Glass - White, High Luminance | Metal - Chrome
639 | 1DC7 | 0 | 743434 | New Construction | N/A |  | 0 |  | 0 |  | 103331 | Point+HemiSpherical | 45438 |  | 53309 | REF TYPE MARK | 0 | B3B - 610x610mm | 0 | 87004 | 91237,91238,91239,91240,91241,91242,91243,103533,103534,103535,103536,103537,103538,103539,103540,103541 | 312$WHH7b36fc6XaYoDlDr | 1 |  | M_Troffer Light - Parabolic Square:B3B - 610x610mm:B3B - 610x610mm:743434 |  | YES | N/A | 639 | N/A | 16777215 | N/A | N/A | N/A | N/A | N/A |  | 120 V/1-40 VA | N/A | Linked Revit Model : Clinic_A.rvt | UNSET |  |  | Level: Level 1 | UNSET | F | 0 | 2.680000 |  | 430.556417 | 0 | 0.050000 |  |  |  | 1.200000 |  |  | U-SHAPED, CRI=75 |  | N/A | UNSET | N/A | N/A | TRUE | N/A | 0 | N/A | 0 | 0 | 0 | 0 | 0 | UNSET | N/A | N/A | FIXED | N/A | Downlights | UNSET | N/A |  | N/A | N/A | N/A | 0 | L1 | 0 | N/A | N/A | N/A | 0 | UNSET | UNSET | 0 | 0 | 0 | 0 | 0 | [9 empty] | N/A |  |  |  | 23.80.70.11.14.11 |  |  | B3B |  |  |  | 1291.669250 | Lighting - Dwelling Unit | 1 | L41B | 4 |  |  | 3150.000000 | 32 | [8 empty] | Metal - Paint Finish - Dark Gray, Matte | Glass - White, High Luminance | Metal - Chrome
640 | 1DC7 | 0 | 743442 | New Construction | N/A |  | 0 |  | 0 |  | 103331 | Point+HemiSpherical | 45439 |  | 53310 | REF TYPE MARK | 0 | B3 - 610x610mm | 0 | 87003 | 91244,91245,91246,91247,91248,91249,91250,103543,103544,103545,103546,103547,103548,103549,103550,103551 | 312$WHH7b36fc6XaYoDlDj | 1 |  | M_Troffer Light - Parabolic Square:B3 - 610x610mm:B3 - 610x610mm:743442 |  | NO | N/A | 640 | N/A | 16777215 | N/A | N/A | N/A | N/A | N/A |  | 120 V/1-40 VA | N/A | Linked Revit Model : Clinic_A.rvt | UNSET |  |  | Level: Level 1 | UNSET | F | 0 | 2.680000 |  | 430.556417 | 0 | 0.050000 |  |  |  | 1.200000 |  |  | U-SHAPED, CRI=75 |  | N/A | UNSET | N/A | N/A | TRUE | N/A | 0 | N/A | 0 | 0 | 0 | 0 | 0 | UNSET | N/A | N/A | FIXED | N/A | Downlights | UNSET | N/A |  | N/A | N/A | N/A | 0 | L1 | 0 | N/A | N/A | N/A | 0 | UNSET | UNSET | 0 | 0 | 0 | 0 | 0 | [9 empty] | N/A |  |  |  | 23.80.70.11.14.11 |  |  | B3 |  |  |  | 1291.669250 | Lighting - Dwelling Unit | 1 | L41B | 4 |  |  | 3150.000000 | 32 | [8 empty] | Metal - Paint Finish - Dark Gray, Matte | Glass - White, High Luminance | Metal - Chrome
641 | 1DC7 | 0 | 743450 | New Construction | N/A |  | 0 |  | 0 |  | 103331 | Point+HemiSpherical | 45440 |  | 53311 | REF TYPE MARK | 0 | B3 - 610x610mm | 0 | 87002 | 91251,91252,91253,91254,91255,91256,91257,103543,103544,103545,103546,103547,103548,103549,103550,103551 | 312$WHH7b36fc6XaYoDlDb | 1 |  | M_Troffer Light - Parabolic Square:B3 - 610x610mm:B3 - 610x610mm:743450 |  | NO | N/A | 641 | N/A | 16777215 | N/A | N/A | N/A | N/A | N/A |  | 120 V/1-40 VA | N/A | Linked Revit Model : Clinic_A.rvt | UNSET |  |  | Level: Level 1 | UNSET | F | 0 | 2.680000 |  | 430.556417 | 0 | 0.050000 |  |  |  | 1.200000 |  |  | U-SHAPED, CRI=75 |  | N/A | UNSET | N/A | N/A | TRUE | N/A | 0 | N/A | 0 | 0 | 0 | 0 | 0 | UNSET | N/A | N/A | FIXED | N/A | Downlights | UNSET | N/A |  | N/A | N/A | N/A | 0 | L1 | 0 | N/A | N/A | N/A | 0 | UNSET | UNSET | 0 | 0 | 0 | 0 | 0 | [9 empty] | N/A |  |  |  | 23.80.70.11.14.11 |  |  | B3 |  |  |  | 1291.669250 | Lighting - Dwelling Unit | 1 | L41B | 4 |  |  | 3150.000000 | 32 | [8 empty] | Metal - Paint Finish - Dark Gray, Matte | Glass - White, High Luminance | Metal - Chrome
1982 | 1DC7 |  | 908898 | New Construction | N/A | [5 empty] | 103331 |  | 46651 |  | 43880 |  |  | Standard | 0 |  | 99132,99133,99134,99135,99136,99137,103571,103572,103573,103574,103575 | 0Oe4W3Rwf1Dht7uPdCMTnL | 1 |  | M_Duplex Receptacle:Standard:Standard:908898 |  |  | N/A | 1982 | N/A |  | N/A | N/A | N/A | N/A | N/A |  | 120 V/1-180 VA | N/A | Linked Revit Model : Clinic_A.rvt | UNSET |  |  | Level: Level 1 |  |  |  | 0.500000 | [7 empty] | 0.460000 |  |  |  |  | N/A | UNSET | N/A | N/A | TRUE | N/A | 0 | N/A | 0 | 0 | 0 | 0 | 0 | UNSET | N/A | N/A | FIXED | N/A | Ground Fault Receptacles | UNSET | N/A |  | N/A | N/A | N/A | 0 | L1 | 0 | N/A | N/A | N/A | 0 | [16 empty] | N/A |  |  |  | 23.80.50.11.17 | [7 empty] | Receptacle |  | N21E1 | 9 | [5 empty] | 1291.669250 | 0.000000 | 408 | 1937.503875 | TRUE
2006 | 1DC7 |  | 911979 | New Construction | N/A | [5 empty] | 103331 |  | 46675 |  | 43904 |  |  | Standard | 0 |  | 99276,99277,99278,99279,99280,99281,103571,103572,103573,103574,103575 | 0Oe4W3Rwf1Dht7uPdCMUXS | 1 |  | M_Duplex Receptacle:Standard:Standard:911979 |  |  | N/A | 2006 | N/A |  | N/A | N/A | N/A | N/A | N/A |  | 120 V/1-180 VA | N/A | Linked Revit Model : Clinic_A.rvt | UNSET |  |  | Level: Level 1 |  |  |  | 0.500000 | [7 empty] | 0.460000 |  |  |  |  | N/A | UNSET | N/A | N/A | TRUE | N/A | 0 | N/A | 0 | 0 | 0 | 0 | 0 | UNSET | N/A | N/A | FIXED | N/A | Ground Fault Receptacles | UNSET | N/A |  | N/A | N/A | N/A | 0 | L1 | 0 | N/A | N/A | N/A | 0 | [16 empty] | N/A |  |  |  | 23.80.50.11.17 | [7 empty] | Receptacle |  | N21E1 | 1 | [5 empty] | 1291.669250 | 0.000000 | 432 | 1937.503875 | TRUE
1020 | 1DC8 | 0 | 817488 | New Construction | N/A |  | 0 |  | 0 |  | 102934 | Point+HemiSpherical | 46056 |  | 53825 | REF TYPE MARK | 0 | B3B - 610x610mm | 0 | 86627 | 95489,95490,95491,95492,95493,95494,95495,103533,103534,103535,103536,103537,103538,103539,103540,103541 | 0FXKOTtYf3kRrcedvXFWkU | 1 |  | M_Troffer Light - Parabolic Square:B3B - 610x610mm:B3B - 610x610mm:817488 |  | YES | N/A | 1020 | N/A | 16777215 | N/A | N/A | N/A | N/A | N/A |  | 120 V/1-40 VA | N/A | Linked Revit Model : Clinic_A.rvt | UNSET |  |  | Level: Level 1 | UNSET | F | 0 | 2.680000 |  | 430.556417 | 0 | 0.050000 |  |  |  | 1.200000 |  |  | U-SHAPED, CRI=75 |  | N/A | UNSET | N/A | N/A | TRUE | N/A | 0 | N/A | 0 | 0 | 0 | 0 | 0 | UNSET | N/A | N/A | FIXED | N/A | Downlights | UNSET | N/A |  | N/A | N/A | N/A | 0 | L1 | 0 | N/A | N/A | N/A | 0 | UNSET | UNSET | 0 | 0 | 0 | 0 | 0 | [9 empty] | N/A |  |  |  | 23.80.70.11.14.11 |  |  | B3B |  |  |  | 1291.669250 | Lighting - Dwelling Unit | 1 | L41B | 4 |  |  | 3150.000000 | 32 | [8 empty] | Metal - Paint Finish - Dark Gray, Matte | Glass - White, High Luminance | Metal - Chrome
1983 | 1DC8 |  | 908952 | New Construction | N/A | [5 empty] | 102934 |  | 46652 |  | 43881 |  |  | Standard | 0 |  | 99138,99139,99140,99141,99142,99143,103571,103572,103573,103574,103575 | 0Oe4W3Rwf1Dht7uPdCMTol | 1 |  | M_Duplex Receptacle:Standard:Standard:908952 |  |  | N/A | 1983 | N/A |  | N/A | N/A | N/A | N/A | N/A |  | 120 V/1-180 VA | N/A | Linked Revit Model : Clinic_A.rvt | UNSET |  |  | Level: Level 1 |  |  |  | 0.500000 | [7 empty] | 0.460000 |  |  |  |  | N/A | UNSET | N/A | N/A | TRUE | N/A | 0 | N/A | 0 | 0 | 0 | 0 | 0 | UNSET | N/A | N/A | FIXED | N/A | Ground Fault Receptacles | UNSET | N/A |  | N/A | N/A | N/A | 0 | L1 | 0 | N/A | N/A | N/A | 0 | [16 empty] | N/A |  |  |  | 23.80.50.11.17 | [7 empty] | Receptacle |  | N21E1 | 6 | [5 empty] | 1291.669250 | 0.000000 | 409 | 1937.503875 | TRUE
616 | 1C12 | 0 | 743109 | New Construction | N/A |  | 0 |  | 0 |  | 103012 | Point+HemiSpherical | 45415 |  | 53286 | REF TYPE MARK | 0 | B3 - 610x610mm | 0 | 87027 | 91076,91077,91078,91079,91080,91081,91082,103543,103544,103545,103546,103547,103548,103549,103550,103551 | 312$WHH7b36fc6XaYoDlsw | 1 |  | M_Troffer Light - Parabolic Square:B3 - 610x610mm:B3 - 610x610mm:743109 |  | NO | N/A | 616 | N/A | 16777215 | N/A | N/A | N/A | N/A | N/A |  | 120 V/1-40 VA | N/A | Linked Revit Model : Clinic_A.rvt | UNSET |  |  | Level: Level 1 | UNSET | F | 0 | 2.680000 |  | 430.556417 | 0 | 0.050000 |  |  |  | 1.200000 |  |  | U-SHAPED, CRI=75 |  | N/A | UNSET | N/A | N/A | TRUE | N/A | 0 | N/A | 0 | 0 | 0 | 0 | 0 | UNSET | N/A | N/A | FIXED | N/A | Downlights | UNSET | N/A |  | N/A | N/A | N/A | 0 | L1 | 0 | N/A | N/A | N/A | 0 | UNSET | UNSET | 0 | 0 | 0 | 0 | 0 | [9 empty] | N/A |  |  |  | 23.80.70.11.14.11 |  |  | B3 |  |  |  | 1291.669250 | Lighting - Dwelling Unit | 1 | L41C | 4 |  |  | 3150.000000 | 32 | [8 empty] | Metal - Paint Finish - Dark Gray, Matte | Glass - White, High Luminance | Metal - Chrome
1294 | 1C12 |  | 796984 | New Construction | N/A | [5 empty] | 103012 |  | 45958 |  | 43223 |  |  | Single Pole | 0 |  | 94903,94904,94905,94906,94907,94908,103554,103555,103556,103557,103558,103559 | 0FGGKr9E19BvyMqqUqhCLN | 1 |  | M_Lighting Switches:Single Pole:Single Pole:796984 |  |  | N/A | 1294 | N/A |  | N/A | N/A | N/A | N/A | N/A |  | 120 V/1-0 VA | N/A | Linked Revit Model : Clinic_A.rvt |  |  |  | Level: Level 1 |  |  |  | 1.200000 |  | 0.000000 | [5 empty] | 1.200000 |  |  |  |  | N/A | UNSET | N/A | N/A | TRUE | N/A | 0 | N/A | 0 | 0 | 0 | 0 | 0 | UNSET | N/A | N/A | FIXED | N/A | Switches | UNSET | N/A |  | N/A | N/A | N/A | 0 | L1 | 0 | N/A | N/A | N/A | 0 | [16 empty] | N/A |  |  |  | 23.80.50.11.14 | [7 empty] | Other |  | L41C | 4 | [5 empty] | 1291.669250 | 0.000000
1590 | 1C12 |  | 863378 | New Construction | N/A | [5 empty] | 103012 |  | 46249 |  | 43488 |  |  | Standard | 0 |  | 96710,96711,96712,96713,96714,96715,103571,103572,103573,103574,103575 | 0Oe4W3Rwf1Dht7uPdCMIwb | 1 |  | M_Duplex Receptacle:Standard:Standard:863378 |  |  | N/A | 1590 | N/A |  | N/A | N/A | N/A | N/A | N/A |  | 120 V/1-180 VA | N/A | Linked Revit Model : Clinic_A.rvt | UNSET |  |  | Level: Level 1 |  |  |  | 0.500000 | [7 empty] | 0.460000 |  |  |  |  | N/A | UNSET | N/A | N/A | TRUE | N/A | 0 | N/A | 0 | 0 | 0 | 0 | 0 | UNSET | N/A | N/A | FIXED | N/A | Ground Fault Receptacles | UNSET | N/A |  | N/A | N/A | N/A | 0 | L1 | 0 | N/A | N/A | N/A | 0 | [16 empty] | N/A |  |  |  | 23.80.50.11.17 | [7 empty] | Receptacle |  | N21C | 2 | [5 empty] | 1291.669250 | 0.000000 | 16 | 1937.503875 | TRUE
690 | 1C13 | 0 | 744180 | New Construction | N/A |  | 0 |  | 0 |  | 103011 | Point+HemiSpherical | 45489 |  | 53360 | REF TYPE MARK | 0 | Q4 - 1219mm - 1m Drop | 0 | 86953 | 91602,91603,91604,91605,91606,91607,91608,103507,103508,103509,103510,103511,103512,103513,103514,103515 | 1MPejKGxvAxOPe64yBS3rq | 1 |  | M_Pendant Light - Linear:Q4 - 1219mm - 1m Drop:Q4 - 1219mm - 1m Drop:744180 |  | NO | N/A | 690 | N/A | 16777215 | N/A | N/A | N/A | N/A | N/A |  | 120 V/1-64 VA | N/A | Linked Revit Model : Clinic_A.rvt | UNSET |  |  | Level: Level 1 | UNSET | F | 0 | 2.680000 |  | 688.890267 | 0 | 0.050000 |  |  |  | 1.200000 |  |  | T8, 1219mm, RAPID START, CRI=75 T8, 1219mm, RAPID START, CRI=75 T8, 1219mm, RAPID START, CRI=75 |  | N/A | UNSET | N/A | N/A | TRUE | N/A | 0 | N/A | 0 | 0 | 0 | 0 | 0 | UNSET | N/A | N/A | FIXED | N/A | General Luminaries, Non Directional | UNSET | N/A | D5020210 | N/A | N/A | N/A | 0 | L1 | 0 | N/A | N/A | N/A | 0 | UNSET | UNSET | 0 | 0 | 0 | 0 | 0 | [9 empty] | N/A | Lighting - Fluorescent |  |  | 23.80.70.11.11 |  |  | Q4 |  |  |  | 1291.669250 | Lighting - Dwelling Unit | 1 | N21C1 | 22 |  |  | 2900.000000 | 32 | [9 empty] | Glass - White, High Luminance |  | 1.200000 | 2.000000 | Metal - Paint Finish - Ivory, Glossy | Metal - Paint Finish - Ivory, Glossy
691 | 1C13 | 0 | 744273 | New Construction | N/A |  | 0 |  | 0 |  | 103011 | Point+HemiSpherical | 45490 |  | 53361 | REF TYPE MARK | 0 | Q4 - 1219mm - 1m Drop | 0 | 86952 | 91609,91610,91611,91612,91613,91614,91615,103507,103508,103509,103510,103511,103512,103513,103514,103515 | 1MPejKGxvAxOPe64yBS3pH | 1 |  | M_Pendant Light - Linear:Q4 - 1219mm - 1m Drop:Q4 - 1219mm - 1m Drop:744273 |  | NO | N/A | 691 | N/A | 16777215 | N/A | N/A | N/A | N/A | N/A |  | 120 V/1-64 VA | N/A | Linked Revit Model : Clinic_A.rvt | UNSET |  |  | Level: Level 1 | UNSET | F | 0 | 2.680000 |  | 688.890267 | 0 | 0.050000 |  |  |  | 1.200000 |  |  | T8, 1219mm, RAPID START, CRI=75 T8, 1219mm, RAPID START, CRI=75 T8, 1219mm, RAPID START, CRI=75 |  | N/A | UNSET | N/A | N/A | TRUE | N/A | 0 | N/A | 0 | 0 | 0 | 0 | 0 | UNSET | N/A | N/A | FIXED | N/A | General Luminaries, Non Directional | UNSET | N/A | D5020210 | N/A | N/A | N/A | 0 | L1 | 0 | N/A | N/A | N/A | 0 | UNSET | UNSET | 0 | 0 | 0 | 0 | 0 | [9 empty] | N/A | Lighting - Fluorescent |  |  | 23.80.70.11.11 |  |  | Q4 |  |  |  | 1291.669250 | Lighting - Dwelling Unit | 1 | N21C1 | 22 |  |  | 2900.000000 | 32 | [9 empty] | Glass - White, High Luminance |  | 1.200000 | 2.000000 | Metal - Paint Finish - Ivory, Glossy | Metal - Paint Finish - Ivory, Glossy
1300 | 1C13 |  | 799439 | New Construction | N/A | [5 empty] | 103011 |  | 45964 |  | 43229 |  |  | Single Pole | 0 |  | 94939,94940,94941,94942,94943,94944,103554,103555,103556,103557,103558,103559 | 1LRV9a7_TAYg7FVXvT_Mfg | 1 |  | M_Lighting Switches:Single Pole:Single Pole:799439 |  |  | N/A | 1300 | N/A |  | N/A | N/A | N/A | N/A | N/A |  | 120 V/1-0 VA | N/A | Linked Revit Model : Clinic_A.rvt |  |  |  | Level: Level 1 |  |  |  | 1.200000 |  | 0.000000 | [5 empty] | 1.200000 |  |  |  |  | N/A | UNSET | N/A | N/A | TRUE | N/A | 0 | N/A | 0 | 0 | 0 | 0 | 0 | UNSET | N/A | N/A | FIXED | N/A | Switches | UNSET | N/A |  | N/A | N/A | N/A | 0 | L1 | 0 | N/A | N/A | N/A | 0 | [16 empty] | N/A |  |  |  | 23.80.50.11.14 | [7 empty] | Other |  | N21C1 | 22 | [5 empty] | 1291.669250 | 0.000000
474 | 1C14 | 0 | 739639 | New Construction | N/A |  | 0 |  | 0 |  | 103165 | Point+HemiSpherical | 45273 |  | 53144 | REF TYPE MARK | 0 | B1 - 0610x1219mm | 0 | 87169 | 90029,90030,90031,90032,90033,90034,90035,103561,103562,103563,103564,103565,103566,103567,103568,103569 | 1Ew_8oRPr27vHUxllyBcNd | 1 |  | M_Troffer Light - Parabolic Rectangular:B1 - 0610x1219mm:B1 - 0610x1219mm:739639 |  | NO | N/A | 474 | N/A | 16777215 | N/A | N/A | N/A | N/A | N/A |  | 120 V/1-80 VA | N/A | <not associated> | UNSET |  |  | Level: Level 1 | UNSET | F | 0 | 2.680000 |  | 861.112833 | 0 | 0.050000 |  |  |  | 1.200000 |  |  | T8, 1219mm, RAPID START, CRI=75 |  | N/A | UNSET | N/A | N/A | TRUE | N/A | 0 | N/A | 0 | 0 | 0 | 0 | 0 | UNSET | N/A | N/A | FIXED | N/A | Downlights | UNSET | N/A | D5020210 | N/A | N/A | N/A | 0 | L1 | 0 | N/A | N/A | N/A | 0 | UNSET | UNSET | 0 | 0 | 0 | 0 | 0 | [9 empty] | N/A | Lighting - Fluorescent |  |  | 23.80.70.11.14.11 |  |  | B1 |  |  |  | 1291.669250 | Lighting - Dwelling Unit | 1 | L41C | 4 |  |  | 2900.000000 | 32 | [8 empty] | Metal - Paint Finish - Dark Gray, Matte | Glass - White, High Luminance | Metal - Chrome
475 | 1C14 | 0 | 739647 | New Construction | N/A |  | 0 |  | 0 |  | 103165 | Point+HemiSpherical | 45274 |  | 53145 | REF TYPE MARK | 0 | B1 - 0610x1219mm | 0 | 87168 | 90037,90038,90039,90040,90041,90042,90043,103561,103562,103563,103564,103565,103566,103567,103568,103569 | 1Ew_8oRPr27vHUxllyBcNl | 1 |  | M_Troffer Light - Parabolic Rectangular:B1 - 0610x1219mm:B1 - 0610x1219mm:739647 |  | NO | N/A | 475 | N/A | 16777215 | N/A | N/A | N/A | N/A | N/A |  | 120 V/1-80 VA | N/A | <not associated> | UNSET |  |  | Level: Level 1 | UNSET | F | 0 | 2.680000 |  | 861.112833 | 0 | 0.050000 |  |  |  | 1.200000 |  |  | T8, 1219mm, RAPID START, CRI=75 |  | N/A | UNSET | N/A | N/A | TRUE | N/A | 0 | N/A | 0 | 0 | 0 | 0 | 0 | UNSET | N/A | N/A | FIXED | N/A | Downlights | UNSET | N/A | D5020210 | N/A | N/A | N/A | 0 | L1 | 0 | N/A | N/A | N/A | 0 | UNSET | UNSET | 0 | 0 | 0 | 0 | 0 | [9 empty] | N/A | Lighting - Fluorescent |  |  | 23.80.70.11.14.11 |  |  | B1 |  |  |  | 1291.669250 | Lighting - Dwelling Unit | 1 | L41C | 4 |  |  | 2900.000000 | 32 | [8 empty] | Metal - Paint Finish - Dark Gray, Matte | Glass - White, High Luminance | Metal - Chrome
1293 | 1C14 |  | 796348 | New Construction | N/A | [5 empty] | 103165 |  | 45957 |  | 43222 |  |  | Single Pole | 0 |  | 94897,94898,94899,94900,94901,94902,103554,103555,103556,103557,103558,103559 | 0FGGKr9E19BvyMqqUqhChJ | 1 |  | M_Lighting Switches:Single Pole:Single Pole:796348 |  |  | N/A | 1293 | N/A |  | N/A | N/A | N/A | N/A | N/A |  | 120 V/1-0 VA | N/A | Linked Revit Model : Clinic_A.rvt |  |  |  | Level: Level 1 |  |  |  | 1.200000 |  | 0.000000 | [5 empty] | 1.200000 |  |  |  |  | N/A | UNSET | N/A | N/A | TRUE | N/A | 0 | N/A | 0 | 0 | 0 | 0 | 0 | UNSET | N/A | N/A | FIXED | N/A | Switches | UNSET | N/A |  | N/A | N/A | N/A | 0 | L1 | 0 | N/A | N/A | N/A | 0 | [16 empty] | N/A |  |  |  | 23.80.50.11.14 | [7 empty] | Other |  | L41C | 4 | [5 empty] | 1291.669250 | 0.000000
1587 | 1C14 |  | 862830 | New Construction | N/A | [5 empty] | 103165 |  | 46246 |  | 43485 |  |  | Standard | 0 |  | 96692,96693,96694,96695,96696,96697,103571,103572,103573,103574,103575 | 0Oe4W3Rwf1Dht7uPdCMIXP | 1 |  | M_Duplex Receptacle:Standard:Standard:862830 |  |  | N/A | 1587 | N/A |  | N/A | N/A | N/A | N/A | N/A |  | 120 V/1-180 VA | N/A | Linked Revit Model : Clinic_A.rvt | UNSET |  |  | Level: Level 1 |  |  |  | 0.500000 | [7 empty] | 0.460000 |  |  |  |  | N/A | UNSET | N/A | N/A | TRUE | N/A | 0 | N/A | 0 | 0 | 0 | 0 | 0 | UNSET | N/A | N/A | FIXED | N/A | Ground Fault Receptacles | UNSET | N/A |  | N/A | N/A | N/A | 0 | L1 | 0 | N/A | N/A | N/A | 0 | [16 empty] | N/A |  |  |  | 23.80.50.11.17 | [7 empty] | Receptacle |  | N21C | 1 | [5 empty] | 1291.669250 | 0.000000 | 13 | 1937.503875 | TRUE
1588 | 1C14 |  | 863260 | New Construction | N/A | [5 empty] | 103165 |  | 46247 |  | 43486 |  |  | Standard | 0 |  | 96698,96699,96700,96701,96702,96703,103571,103572,103573,103574,103575 | 0Oe4W3Rwf1Dht7uPdCMIuh | 1 |  | M_Duplex Receptacle:Standard:Standard:863260 |  |  | N/A | 1588 | N/A |  | N/A | N/A | N/A | N/A | N/A |  | 120 V/1-180 VA | N/A | Linked Revit Model : Clinic_A.rvt | UNSET |  |  | Level: Level 1 |  |  |  | 0.500000 | [7 empty] | 0.460000 |  |  |  |  | N/A | UNSET | N/A | N/A | TRUE | N/A | 0 | N/A | 0 | 0 | 0 | 0 | 0 | UNSET | N/A | N/A | FIXED | N/A | Ground Fault Receptacles | UNSET | N/A |  | N/A | N/A | N/A | 0 | L1 | 0 | N/A | N/A | N/A | 0 | [16 empty] | N/A |  |  |  | 23.80.50.11.17 | [7 empty] | Receptacle |  | N21C | 2 | [5 empty] | 1291.669250 | 0.000000 | 14 | 1937.503875 | TRUE
1589 | 1C14 |  | 863323 | New Construction | N/A | [5 empty] | 103165 |  | 46248 |  | 43487 |  |  | Standard | 0 |  | 96704,96705,96706,96707,96708,96709,103571,103572,103573,103574,103575 | 0Oe4W3Rwf1Dht7uPdCMIvi | 1 |  | M_Duplex Receptacle:Standard:Standard:863323 |  |  | N/A | 1589 | N/A |  | N/A | N/A | N/A | N/A | N/A |  | 120 V/1-180 VA | N/A | Linked Revit Model : Clinic_A.rvt | UNSET |  |  | Level: Level 1 |  |  |  | 0.500000 | [7 empty] | 0.460000 |  |  |  |  | N/A | UNSET | N/A | N/A | TRUE | N/A | 0 | N/A | 0 | 0 | 0 | 0 | 0 | UNSET | N/A | N/A | FIXED | N/A | Ground Fault Receptacles | UNSET | N/A |  | N/A | N/A | N/A | 0 | L1 | 0 | N/A | N/A | N/A | 0 | [16 empty] | N/A |  |  |  | 23.80.50.11.17 | [7 empty] | Receptacle |  | N21C | 2 | [5 empty] | 1291.669250 | 0.000000 | 15 | 1937.503875 | TRUE
461 | 1C15 | 0 | 739480 | New Construction | N/A |  | 0 |  | 0 |  | 103301 | Point+HemiSpherical | 45260 |  | 53131 | REF TYPE MARK | 0 | C1 - 0610x1219mm | 0 | 87182 | 89938,89939,89940,89941,89942,89943,89944,103435,103436,103437,103438,103439,103440,103441,103442,103451 | 2K_rhNuRTE1el3fJWhkg$L | 1 |  | M_Troffer Light - Parabolic Rectangular:C1 - 0610x1219mm:C1 - 0610x1219mm:739480 |  | NO | N/A | 461 | N/A | 16777215 | N/A | N/A | N/A | N/A | N/A |  | 120 V/1-80 VA | N/A | <not associated> | UNSET |  |  | Level: Level 1 | UNSET | F | 0 | 2.680000 |  | 861.112833 | 0 | 0.050000 |  |  |  | 1.200000 |  |  | T8, 1219mm, RAPID START, CRI=75 |  | N/A | UNSET | N/A | N/A | TRUE | N/A | 0 | N/A | 0 | 0 | 0 | 0 | 0 | UNSET | N/A | N/A | FIXED | N/A | Downlights | UNSET | N/A | D5020210 | N/A | N/A | N/A | 0 | L1 | 0 | N/A | N/A | N/A | 0 | UNSET | UNSET | 0 | 0 | 0 | 0 | 0 | [9 empty] | N/A | Lighting - Fluorescent |  |  | 23.80.70.11.14.11 |  |  | C1 |  |  |  | 1291.669250 | Lighting - Dwelling Unit | 1 | N21C1 | 22 |  |  | 2900.000000 | 32 | [8 empty] | Metal - Paint Finish - Dark Gray, Matte | Glass - White, High Luminance | Metal - Chrome
462 | 1C15 | 0 | 739488 | New Construction | N/A |  | 0 |  | 0 |  | 103301 | Point+HemiSpherical | 45261 |  | 53132 | REF TYPE MARK | 0 | C1 - 0610x1219mm | 0 | 87181 | 89945,89946,89947,89948,89949,89950,89951,103435,103436,103437,103438,103439,103440,103441,103442,103451 | 2K_rhNuRTE1el3fJWhkg$j | 1 |  | M_Troffer Light - Parabolic Rectangular:C1 - 0610x1219mm:C1 - 0610x1219mm:739488 |  | NO | N/A | 462 | N/A | 16777215 | N/A | N/A | N/A | N/A | N/A |  | 120 V/1-80 VA | N/A | <not associated> | UNSET |  |  | Level: Level 1 | UNSET | F | 0 | 2.680000 |  | 861.112833 | 0 | 0.050000 |  |  |  | 1.200000 |  |  | T8, 1219mm, RAPID START, CRI=75 |  | N/A | UNSET | N/A | N/A | TRUE | N/A | 0 | N/A | 0 | 0 | 0 | 0 | 0 | UNSET | N/A | N/A | FIXED | N/A | Downlights | UNSET | N/A | D5020210 | N/A | N/A | N/A | 0 | L1 | 0 | N/A | N/A | N/A | 0 | UNSET | UNSET | 0 | 0 | 0 | 0 | 0 | [9 empty] | N/A | Lighting - Fluorescent |  |  | 23.80.70.11.14.11 |  |  | C1 |  |  |  | 1291.669250 | Lighting - Dwelling Unit | 1 | N21C1 | 22 |  |  | 2900.000000 | 32 | [8 empty] | Metal - Paint Finish - Dark Gray, Matte | Glass - White, High Luminance | Metal - Chrome
463 | 1C15 | 0 | 739496 | New Construction | N/A |  | 0 |  | 0 |  | 103301 | Point+HemiSpherical | 45262 |  | 53133 | REF TYPE MARK | 0 | C1 - 0610x1219mm | 0 | 87180 | 89952,89953,89954,89955,89956,89957,89958,103435,103436,103437,103438,103439,103440,103441,103442,103451 | 2K_rhNuRTE1el3fJWhkg$b | 1 |  | M_Troffer Light - Parabolic Rectangular:C1 - 0610x1219mm:C1 - 0610x1219mm:739496 |  | NO | N/A | 463 | N/A | 16777215 | N/A | N/A | N/A | N/A | N/A |  | 120 V/1-80 VA | N/A | <not associated> | UNSET |  |  | Level: Level 1 | UNSET | F | 0 | 2.680000 |  | 861.112833 | 0 | 0.050000 |  |  |  | 1.200000 |  |  | T8, 1219mm, RAPID START, CRI=75 |  | N/A | UNSET | N/A | N/A | TRUE | N/A | 0 | N/A | 0 | 0 | 0 | 0 | 0 | UNSET | N/A | N/A | FIXED | N/A | Downlights | UNSET | N/A | D5020210 | N/A | N/A | N/A | 0 | L1 | 0 | N/A | N/A | N/A | 0 | UNSET | UNSET | 0 | 0 | 0 | 0 | 0 | [9 empty] | N/A | Lighting - Fluorescent |  |  | 23.80.70.11.14.11 |  |  | C1 |  |  |  | 1291.669250 | Lighting - Dwelling Unit | 1 | N21C1 | 22 |  |  | 2900.000000 | 32 | [8 empty] | Metal - Paint Finish - Dark Gray, Matte | Glass - White, High Luminance | Metal - Chrome
1297 | 1C15 |  | 798440 | New Construction | N/A | [5 empty] | 103301 |  | 45961 |  | 43226 |  |  | Single Pole | 0 |  | 94921,94922,94923,94924,94925,94926,103554,103555,103556,103557,103558,103559 | 0YIMYffWP7i9skNaemGPfI | 1 |  | M_Lighting Switches:Single Pole:Single Pole:798440 |  |  | N/A | 1297 | N/A |  | N/A | N/A | N/A | N/A | N/A |  | 120 V/1-0 VA | N/A | Linked Revit Model : Clinic_A.rvt |  |  |  | Level: Level 1 |  |  |  | 1.200000 |  | 0.000000 | [5 empty] | 1.200000 |  |  |  |  | N/A | UNSET | N/A | N/A | TRUE | N/A | 0 | N/A | 0 | 0 | 0 | 0 | 0 | UNSET | N/A | N/A | FIXED | N/A | Switches | UNSET | N/A |  | N/A | N/A | N/A | 0 | L1 | 0 | N/A | N/A | N/A | 0 | [16 empty] | N/A |  |  |  | 23.80.50.11.14 | [7 empty] | Other |  | N21C1 | 22 | [5 empty] | 1291.669250 | 0.000000
1598 | 1C15 |  | 864724 | New Construction | N/A | [5 empty] | 103301 |  | 46257 |  | 43496 |  |  | Standard | 0 |  | 96758,96759,96760,96761,96762,96763,103571,103572,103573,103574,103575 | 0Oe4W3Rwf1Dht7uPdCMJFZ | 1 |  | M_Duplex Receptacle:Standard:Standard:864724 |  |  | N/A | 1598 | N/A |  | N/A | N/A | N/A | N/A | N/A |  | 120 V/1-180 VA | N/A | Linked Revit Model : Clinic_A.rvt | UNSET |  |  | Level: Level 1 |  |  |  | 0.500000 | [7 empty] | 0.460000 |  |  |  |  | N/A | UNSET | N/A | N/A | TRUE | N/A | 0 | N/A | 0 | 0 | 0 | 0 | 0 | UNSET | N/A | N/A | FIXED | N/A | Ground Fault Receptacles | UNSET | N/A |  | N/A | N/A | N/A | 0 | L1 | 0 | N/A | N/A | N/A | 0 | [16 empty] | N/A |  |  |  | 23.80.50.11.17 | [7 empty] | Receptacle |  | N21C | 7 | [5 empty] | 1291.669250 | 0.000000 | 24 | 1937.503875 | TRUE
1599 | 1C15 |  | 864777 | New Construction | N/A | [5 empty] | 103301 |  | 46258 |  | 43497 |  |  | Standard | 0 |  | 96764,96765,96766,96767,96768,96769,103571,103572,103573,103574,103575 | 0Oe4W3Rwf1Dht7uPdCMJ0_ | 1 |  | M_Duplex Receptacle:Standard:Standard:864777 |  |  | N/A | 1599 | N/A |  | N/A | N/A | N/A | N/A | N/A |  | 120 V/1-180 VA | N/A | Linked Revit Model : Clinic_A.rvt | UNSET |  |  | Level: Level 1 |  |  |  | 0.500000 | [7 empty] | 0.460000 |  |  |  |  | N/A | UNSET | N/A | N/A | TRUE | N/A | 0 | N/A | 0 | 0 | 0 | 0 | 0 | UNSET | N/A | N/A | FIXED | N/A | Ground Fault Receptacles | UNSET | N/A |  | N/A | N/A | N/A | 0 | L1 | 0 | N/A | N/A | N/A | 0 | [16 empty] | N/A |  |  |  | 23.80.50.11.17 | [7 empty] | Receptacle |  | N21C | 7 | [5 empty] | 1291.669250 | 0.000000 | 25 | 1937.503875 | TRUE
1600 | 1C15 |  | 864821 | New Construction | N/A | [5 empty] | 103301 |  | 46259 |  | 43498 |  |  | Standard | 0 |  | 96770,96771,96772,96773,96774,96775,103571,103572,103573,103574,103575 | 0Oe4W3Rwf1Dht7uPdCMJ02 | 1 |  | M_Duplex Receptacle:Standard:Standard:864821 |  |  | N/A | 1600 | N/A |  | N/A | N/A | N/A | N/A | N/A |  | 120 V/1-180 VA | N/A | Linked Revit Model : Clinic_A.rvt | UNSET |  |  | Level: Level 1 |  |  |  | 0.500000 | [7 empty] | 0.460000 |  |  |  |  | N/A | UNSET | N/A | N/A | TRUE | N/A | 0 | N/A | 0 | 0 | 0 | 0 | 0 | UNSET | N/A | N/A | FIXED | N/A | Ground Fault Receptacles | UNSET | N/A |  | N/A | N/A | N/A | 0 | L1 | 0 | N/A | N/A | N/A | 0 | [16 empty] | N/A |  |  |  | 23.80.50.11.17 | [7 empty] | Receptacle |  | N21C | 9 | [5 empty] | 1291.669250 | 0.000000 | 26 | 1937.503875 | TRUE
1601 | 1C15 |  | 864897 | New Construction | N/A | [5 empty] | 103301 |  | 46260 |  | 43499 |  |  | Standard | 0 |  | 96776,96777,96778,96779,96780,96781,103571,103572,103573,103574,103575 | 0Oe4W3Rwf1Dht7uPdCMJ2s | 1 |  | M_Duplex Receptacle:Standard:Standard:864897 |  |  | N/A | 1601 | N/A |  | N/A | N/A | N/A | N/A | N/A |  | 120 V/1-180 VA | N/A | Linked Revit Model : Clinic_A.rvt | UNSET |  |  | Level: Level 1 |  |  |  | 0.500000 | [7 empty] | 0.460000 |  |  |  |  | N/A | UNSET | N/A | N/A | TRUE | N/A | 0 | N/A | 0 | 0 | 0 | 0 | 0 | UNSET | N/A | N/A | FIXED | N/A | Ground Fault Receptacles | UNSET | N/A |  | N/A | N/A | N/A | 0 | L1 | 0 | N/A | N/A | N/A | 0 | [16 empty] | N/A |  |  |  | 23.80.50.11.17 | [7 empty] | Receptacle |  | N21C | 7 | [5 empty] | 1291.669250 | 0.000000 | 27 | 1937.503875 | TRUE
1602 | 1C15 |  | 864952 | New Construction | N/A | [5 empty] | 103301 |  | 46261 |  | 43500 |  |  | Standard | 0 |  | 96782,96783,96784,96785,96786,96787,103571,103572,103573,103574,103575 | 0Oe4W3Rwf1Dht7uPdCMJ2F | 1 |  | M_Duplex Receptacle:Standard:Standard:864952 |  |  | N/A | 1602 | N/A |  | N/A | N/A | N/A | N/A | N/A |  | 120 V/1-180 VA | N/A | Linked Revit Model : Clinic_A.rvt | UNSET |  |  | Level: Level 1 |  |  |  | 0.500000 | [7 empty] | 0.460000 |  |  |  |  | N/A | UNSET | N/A | N/A | TRUE | N/A | 0 | N/A | 0 | 0 | 0 | 0 | 0 | UNSET | N/A | N/A | FIXED | N/A | Ground Fault Receptacles | UNSET | N/A |  | N/A | N/A | N/A | 0 | L1 | 0 | N/A | N/A | N/A | 0 | [16 empty] | N/A |  |  |  | 23.80.50.11.17 | [7 empty] | Receptacle |  | N21C | 7 | [5 empty] | 1291.669250 | 0.000000 | 28 | 1937.503875 | TRUE
476 | 1C16 | 0 | 739655 | New Construction | N/A |  | 0 |  | 0 |  | 103275 | Point+HemiSpherical | 45275 |  | 53146 | REF TYPE MARK | 0 | B18 - 0610x1219mm | 0 | 87167 | 90046,90047,90048,90049,90050,90051,90052,103344,103345,103346,103347,103348,103349,103350,103351,103353 | 1Ew_8oRPr27vHUxllyBcMN | 1 |  | M_Troffer Light - Parabolic Rectangular:B18 - 0610x1219mm:B18 - 0610x1219mm:739655 |  | NO | N/A | 476 | N/A | 16777215 | N/A | N/A | N/A | N/A | N/A |  | 120 V/1-80 VA | N/A | <not associated> | UNSET |  |  | Level: Level 1 | UNSET | F | 0 | 2.680000 |  | 861.112833 | 0 | 0.050000 |  |  |  | 1.200000 |  |  | T8, 1219mm, RAPID START, CRI=85 MINI |  | N/A | UNSET | N/A | N/A | TRUE | N/A | 0 | N/A | 0 | 0 | 0 | 0 | 0 | UNSET | N/A | N/A | FIXED | N/A | Downlights | UNSET | N/A | D5020210 | N/A | N/A | N/A | 0 | L1 | 0 | N/A | N/A | N/A | 0 | UNSET | UNSET | 0 | 0 | 0 | 0 | 0 | [9 empty] | N/A | Lighting - Fluorescent |  |  | 23.80.70.11.14.11 |  |  | B18 |  |  |  | 1291.669250 | Lighting - Dwelling Unit | 1 | L41C | 4 |  |  | 2900.000000 | 32 | [8 empty] | Metal - Paint Finish - Dark Gray, Matte | Glass - White, High Luminance | Metal - Chrome
477 | 1C16 | 0 | 739663 | New Construction | N/A |  | 0 |  | 0 |  | 103275 | Point+HemiSpherical | 45276 |  | 53147 | REF TYPE MARK | 0 | B18 - 0610x1219mm | 0 | 87166 | 90055,90056,90057,90058,90059,90060,90061,103344,103345,103346,103347,103348,103349,103350,103351,103353 | 1Ew_8oRPr27vHUxllyBcMV | 1 |  | M_Troffer Light - Parabolic Rectangular:B18 - 0610x1219mm:B18 - 0610x1219mm:739663 |  | NO | N/A | 477 | N/A | 16777215 | N/A | N/A | N/A | N/A | N/A |  | 120 V/1-80 VA | N/A | <not associated> | UNSET |  |  | Level: Level 1 | UNSET | F | 0 | 2.680000 |  | 861.112833 | 0 | 0.050000 |  |  |  | 1.200000 |  |  | T8, 1219mm, RAPID START, CRI=85 MINI |  | N/A | UNSET | N/A | N/A | TRUE | N/A | 0 | N/A | 0 | 0 | 0 | 0 | 0 | UNSET | N/A | N/A | FIXED | N/A | Downlights | UNSET | N/A | D5020210 | N/A | N/A | N/A | 0 | L1 | 0 | N/A | N/A | N/A | 0 | UNSET | UNSET | 0 | 0 | 0 | 0 | 0 | [9 empty] | N/A | Lighting - Fluorescent |  |  | 23.80.70.11.14.11 |  |  | B18 |  |  |  | 1291.669250 | Lighting - Dwelling Unit | 1 | L41C | 4 |  |  | 2900.000000 | 32 | [8 empty] | Metal - Paint Finish - Dark Gray, Matte | Glass - White, High Luminance | Metal - Chrome
1292 | 1C16 |  | 795927 | New Construction | N/A | [5 empty] | 103275 |  | 45956 |  | 43221 |  |  | Single Pole | 0 |  | 94891,94892,94893,94894,94895,94896,103554,103555,103556,103557,103558,103559 | 0FGGKr9E19BvyMqqUqhCbu | 1 |  | M_Lighting Switches:Single Pole:Single Pole:795927 |  |  | N/A | 1292 | N/A |  | N/A | N/A | N/A | N/A | N/A |  | 120 V/1-0 VA | N/A | Linked Revit Model : Clinic_A.rvt |  |  |  | Level: Level 1 |  |  |  | 1.200000 |  | 0.000000 | [5 empty] | 1.200000 |  |  |  |  | N/A | UNSET | N/A | N/A | TRUE | N/A | 0 | N/A | 0 | 0 | 0 | 0 | 0 | UNSET | N/A | N/A | FIXED | N/A | Switches | UNSET | N/A |  | N/A | N/A | N/A | 0 | L1 | 0 | N/A | N/A | N/A | 0 | [16 empty] | N/A |  |  |  | 23.80.50.11.14 | [7 empty] | Other |  | L41C | 4 | [5 empty] | 1291.669250 | 0.000000
1580 | 1C16 |  | 862253 | New Construction | N/A | [5 empty] | 103275 |  | 46239 |  | 43478 |  |  | Standard | 0 |  | 96650,96651,96652,96653,96654,96655,103571,103572,103573,103574,103575 | 0Oe4W3Rwf1Dht7uPdCMIeQ | 1 |  | M_Duplex Receptacle:Standard:Standard:862253 |  |  | N/A | 1580 | N/A |  | N/A | N/A | N/A | N/A | N/A |  | 120 V/1-180 VA | N/A | Linked Revit Model : Clinic_A.rvt | UNSET |  |  | Level: Level 1 |  |  |  | 0.500000 | [7 empty] | 0.460000 |  |  |  |  | N/A | UNSET | N/A | N/A | TRUE | N/A | 0 | N/A | 0 | 0 | 0 | 0 | 0 | UNSET | N/A | N/A | FIXED | N/A | Ground Fault Receptacles | UNSET | N/A |  | N/A | N/A | N/A | 0 | L1 | 0 | N/A | N/A | N/A | 0 | [16 empty] | N/A |  |  |  | 23.80.50.11.17 | [7 empty] | Receptacle |  | N21C | 1 | [5 empty] | 1291.669250 | 0.000000 | 5 | 1937.503875 | TRUE
1581 | 1C16 |  | 862376 | New Construction | N/A | [5 empty] | 103275 |  | 46240 |  | 43479 |  |  | Standard | 0 |  | 96656,96657,96658,96659,96660,96661,103571,103572,103573,103574,103575 | 0Oe4W3Rwf1Dht7uPdCMIgV | 1 |  | M_Duplex Receptacle:Standard:Standard:862376 |  |  | N/A | 1581 | N/A |  | N/A | N/A | N/A | N/A | N/A |  | 120 V/1-180 VA | N/A | Linked Revit Model : Clinic_A.rvt | UNSET |  |  | Level: Level 1 |  |  |  | 0.500000 | [7 empty] | 0.460000 |  |  |  |  | N/A | UNSET | N/A | N/A | TRUE | N/A | 0 | N/A | 0 | 0 | 0 | 0 | 0 | UNSET | N/A | N/A | FIXED | N/A | Ground Fault Receptacles | UNSET | N/A |  | N/A | N/A | N/A | 0 | L1 | 0 | N/A | N/A | N/A | 0 | [16 empty] | N/A |  |  |  | 23.80.50.11.17 | [7 empty] | Receptacle |  | N21C | 1 | [5 empty] | 1291.669250 | 0.000000 | 6 | 1937.503875 | TRUE
1582 | 1C16 |  | 862523 | New Construction | N/A | [5 empty] | 103275 |  | 46241 |  | 43480 |  |  | Standard | 0 |  | 96662,96663,96664,96665,96666,96667,103571,103572,103573,103574,103575 | 0Oe4W3Rwf1Dht7uPdCMIiC | 1 |  | M_Duplex Receptacle:Standard:Standard:862523 |  |  | N/A | 1582 | N/A |  | N/A | N/A | N/A | N/A | N/A |  | 120 V/1-180 VA | N/A | Linked Revit Model : Clinic_A.rvt | UNSET |  |  | Level: Level 1 |  |  |  | 0.500000 | [7 empty] | 0.460000 |  |  |  |  | N/A | UNSET | N/A | N/A | TRUE | N/A | 0 | N/A | 0 | 0 | 0 | 0 | 0 | UNSET | N/A | N/A | FIXED | N/A | Ground Fault Receptacles | UNSET | N/A |  | N/A | N/A | N/A | 0 | L1 | 0 | N/A | N/A | N/A | 0 | [16 empty] | N/A |  |  |  | 23.80.50.11.17 | [7 empty] | Receptacle |  | N21C | 4 | [5 empty] | 1291.669250 | 0.000000 | 8 | 1937.503875 | TRUE
1583 | 1C16 |  | 862576 | New Construction | N/A | [5 empty] | 103275 |  | 46242 |  | 43481 |  |  | Standard | 0 |  | 96668,96669,96670,96671,96672,96673,103571,103572,103573,103574,103575 | 0Oe4W3Rwf1Dht7uPdCMIj7 | 1 |  | M_Duplex Receptacle:Standard:Standard:862576 |  |  | N/A | 1583 | N/A |  | N/A | N/A | N/A | N/A | N/A |  | 120 V/1-180 VA | N/A | Linked Revit Model : Clinic_A.rvt | UNSET |  |  | Level: Level 1 |  |  |  | 0.500000 | [7 empty] | 0.460000 |  |  |  |  | N/A | UNSET | N/A | N/A | TRUE | N/A | 0 | N/A | 0 | 0 | 0 | 0 | 0 | UNSET | N/A | N/A | FIXED | N/A | Ground Fault Receptacles | UNSET | N/A |  | N/A | N/A | N/A | 0 | L1 | 0 | N/A | N/A | N/A | 0 | [16 empty] | N/A |  |  |  | 23.80.50.11.17 | [7 empty] | Receptacle |  | N21C | 4 | [5 empty] | 1291.669250 | 0.000000 | 9 | 1937.503875 | TRUE
1584 | 1C16 |  | 862619 | New Construction | N/A | [5 empty] | 103275 |  | 46243 |  | 43482 |  |  | Standard | 0 |  | 96674,96675,96676,96677,96678,96679,103571,103572,103573,103574,103575 | 0Oe4W3Rwf1Dht7uPdCMIki | 1 |  | M_Duplex Receptacle:Standard:Standard:862619 |  |  | N/A | 1584 | N/A |  | N/A | N/A | N/A | N/A | N/A |  | 120 V/1-180 VA | N/A | Linked Revit Model : Clinic_A.rvt | UNSET |  |  | Level: Level 1 |  |  |  | 0.500000 | [7 empty] | 0.460000 |  |  |  |  | N/A | UNSET | N/A | N/A | TRUE | N/A | 0 | N/A | 0 | 0 | 0 | 0 | 0 | UNSET | N/A | N/A | FIXED | N/A | Ground Fault Receptacles | UNSET | N/A |  | N/A | N/A | N/A | 0 | L1 | 0 | N/A | N/A | N/A | 0 | [16 empty] | N/A |  |  |  | 23.80.50.11.17 | [7 empty] | Receptacle |  | N21C | 4 | [5 empty] | 1291.669250 | 0.000000 | 10 | 1937.503875 | TRUE
687 | 1C17 | 0 | 743971 | New Construction | N/A |  | 0 |  | 0 |  | 103250 | Point+HemiSpherical | 45486 |  | 53357 | REF TYPE MARK | 0 | B1 - 0610x1219mm | 0 | 86956 | 91581,91582,91583,91584,91585,91586,91587,103561,103562,103563,103564,103565,103566,103567,103568,103569 | 1MPejKGxvAxOPe64yBS3sZ | 1 |  | M_Troffer Light - Parabolic Rectangular:B1 - 0610x1219mm:B1 - 0610x1219mm:743971 |  | NO | N/A | 687 | N/A | 16777215 | N/A | N/A | N/A | N/A | N/A |  | 120 V/1-80 VA | N/A | <not associated> | UNSET |  |  | Level: Level 1 | UNSET | F | 0 | 2.680000 |  | 861.112833 | 0 | 0.050000 |  |  |  | 1.200000 |  |  | T8, 1219mm, RAPID START, CRI=75 |  | N/A | UNSET | N/A | N/A | TRUE | N/A | 0 | N/A | 0 | 0 | 0 | 0 | 0 | UNSET | N/A | N/A | FIXED | N/A | Downlights | UNSET | N/A | D5020210 | N/A | N/A | N/A | 0 | L1 | 0 | N/A | N/A | N/A | 0 | UNSET | UNSET | 0 | 0 | 0 | 0 | 0 | [9 empty] | N/A | Lighting - Fluorescent |  |  | 23.80.70.11.14.11 |  |  | B1 |  |  |  | 1291.669250 | Lighting - Dwelling Unit | 1 | L41C | 4 |  |  | 2900.000000 | 32 | [8 empty] | Metal - Paint Finish - Dark Gray, Matte | Glass - White, High Luminance | Metal - Chrome
688 | 1C17 | 0 | 744063 | New Construction | N/A |  | 0 |  | 0 |  | 103250 | Point+HemiSpherical | 45487 |  | 53358 | REF TYPE MARK | 0 | B1 - 0610x1219mm | 0 | 86955 | 91588,91589,91590,91591,91592,91593,91594,103561,103562,103563,103564,103565,103566,103567,103568,103569 | 1MPejKGxvAxOPe64yBS3t$ | 1 |  | M_Troffer Light - Parabolic Rectangular:B1 - 0610x1219mm:B1 - 0610x1219mm:744063 |  | NO | N/A | 688 | N/A | 16777215 | N/A | N/A | N/A | N/A | N/A |  | 120 V/1-80 VA | N/A | <not associated> | UNSET |  |  | Level: Level 1 | UNSET | F | 0 | 2.680000 |  | 861.112833 | 0 | 0.050000 |  |  |  | 1.200000 |  |  | T8, 1219mm, RAPID START, CRI=75 |  | N/A | UNSET | N/A | N/A | TRUE | N/A | 0 | N/A | 0 | 0 | 0 | 0 | 0 | UNSET | N/A | N/A | FIXED | N/A | Downlights | UNSET | N/A | D5020210 | N/A | N/A | N/A | 0 | L1 | 0 | N/A | N/A | N/A | 0 | UNSET | UNSET | 0 | 0 | 0 | 0 | 0 | [9 empty] | N/A | Lighting - Fluorescent |  |  | 23.80.70.11.14.11 |  |  | B1 |  |  |  | 1291.669250 | Lighting - Dwelling Unit | 1 | L41C | 4 |  |  | 2900.000000 | 32 | [8 empty] | Metal - Paint Finish - Dark Gray, Matte | Glass - White, High Luminance | Metal - Chrome
1298 | 1C17 |  | 798847 | New Construction | N/A | [5 empty] | 103250 |  | 45962 |  | 43227 |  |  | Single Pole | 0 |  | 94927,94928,94929,94930,94931,94932,103554,103555,103556,103557,103558,103559 | 0YIMYffWP7i9skNaemGOJ5 | 1 |  | M_Lighting Switches:Single Pole:Single Pole:798847 |  |  | N/A | 1298 | N/A |  | N/A | N/A | N/A | N/A | N/A |  | 120 V/1-0 VA | N/A | Linked Revit Model : Clinic_A.rvt |  |  |  | Level: Level 1 |  |  |  | 1.200000 |  | 0.000000 | [5 empty] | 1.200000 |  |  |  |  | N/A | UNSET | N/A | N/A | TRUE | N/A | 0 | N/A | 0 | 0 | 0 | 0 | 0 | UNSET | N/A | N/A | FIXED | N/A | Switches | UNSET | N/A |  | N/A | N/A | N/A | 0 | L1 | 0 | N/A | N/A | N/A | 0 | [16 empty] | N/A |  |  |  | 23.80.50.11.14 | [7 empty] | Other |  | L41C | 4 | [5 empty] | 1291.669250 | 0.000000
1655 | 1C17 |  | 869482 | New Construction | N/A | [5 empty] | 103250 |  | 46314 |  | 43553 |  |  | Standard | 0 |  | 97100,97101,97102,97103,97104,97105,103571,103572,103573,103574,103575 | 0Oe4W3Rwf1Dht7uPdCMKPT | 1 |  | M_Duplex Receptacle:Standard:Standard:869482 |  |  | N/A | 1655 | N/A |  | N/A | N/A | N/A | N/A | N/A |  | 120 V/1-180 VA | N/A | Linked Revit Model : Clinic_A.rvt | UNSET |  |  | Level: Level 1 |  |  |  | 0.500000 | [7 empty] | 0.460000 |  |  |  |  | N/A | UNSET | N/A | N/A | TRUE | N/A | 0 | N/A | 0 | 0 | 0 | 0 | 0 | UNSET | N/A | N/A | FIXED | N/A | Ground Fault Receptacles | UNSET | N/A |  | N/A | N/A | N/A | 0 | L1 | 0 | N/A | N/A | N/A | 0 | [16 empty] | N/A |  |  |  | 23.80.50.11.17 | [7 empty] | Receptacle |  | N21C | 9 | [5 empty] | 1291.669250 | 0.000000 | 81 | 1937.503875 | TRUE
1656 | 1C17 |  | 869589 | New Construction | N/A | [5 empty] | 103250 |  | 46315 |  | 43554 |  |  | Standard | 0 |  | 97106,97107,97108,97109,97110,97111,103571,103572,103573,103574,103575 | 0Oe4W3Rwf1Dht7uPdCMKRY | 1 |  | M_Duplex Receptacle:Standard:Standard:869589 |  |  | N/A | 1656 | N/A |  | N/A | N/A | N/A | N/A | N/A |  | 120 V/1-180 VA | N/A | Linked Revit Model : Clinic_A.rvt | UNSET |  |  | Level: Level 1 |  |  |  | 0.500000 | [7 empty] | 0.460000 |  |  |  |  | N/A | UNSET | N/A | N/A | TRUE | N/A | 0 | N/A | 0 | 0 | 0 | 0 | 0 | UNSET | N/A | N/A | FIXED | N/A | Ground Fault Receptacles | UNSET | N/A |  | N/A | N/A | N/A | 0 | L1 | 0 | N/A | N/A | N/A | 0 | [16 empty] | N/A |  |  |  | 23.80.50.11.17 | [7 empty] | Receptacle |  | N21C | 9 | [5 empty] | 1291.669250 | 0.000000 | 82 | 1937.503875 | TRUE
1657 | 1C17 |  | 869643 | New Construction | N/A | [5 empty] | 103250 |  | 46316 |  | 43555 |  |  | Standard | 0 |  | 97112,97113,97114,97115,97116,97117,103571,103572,103573,103574,103575 | 0Oe4W3Rwf1Dht7uPdCMKSy | 1 |  | M_Duplex Receptacle:Standard:Standard:869643 |  |  | N/A | 1657 | N/A |  | N/A | N/A | N/A | N/A | N/A |  | 120 V/1-180 VA | N/A | Linked Revit Model : Clinic_A.rvt | UNSET |  |  | Level: Level 1 |  |  |  | 0.500000 | [7 empty] | 0.460000 |  |  |  |  | N/A | UNSET | N/A | N/A | TRUE | N/A | 0 | N/A | 0 | 0 | 0 | 0 | 0 | UNSET | N/A | N/A | FIXED | N/A | Ground Fault Receptacles | UNSET | N/A |  | N/A | N/A | N/A | 0 | L1 | 0 | N/A | N/A | N/A | 0 | [16 empty] | N/A |  |  |  | 23.80.50.11.17 | [7 empty] | Receptacle |  | N21C | 9 | [5 empty] | 1291.669250 | 0.000000 | 83 | 1937.503875 | TRUE
1658 | 1C17 |  | 869696 | New Construction | N/A | [5 empty] | 103250 |  | 46317 |  | 43556 |  |  | Standard | 0 |  | 97118,97119,97120,97121,97122,97123,103571,103572,103573,103574,103575 | 0Oe4W3Rwf1Dht7uPdCMKTt | 1 |  | M_Duplex Receptacle:Standard:Standard:869696 |  |  | N/A | 1658 | N/A |  | N/A | N/A | N/A | N/A | N/A |  | 120 V/1-180 VA | N/A | Linked Revit Model : Clinic_A.rvt | UNSET |  |  | Level: Level 1 |  |  |  | 0.500000 | [7 empty] | 0.460000 |  |  |  |  | N/A | UNSET | N/A | N/A | TRUE | N/A | 0 | N/A | 0 | 0 | 0 | 0 | 0 | UNSET | N/A | N/A | FIXED | N/A | Ground Fault Receptacles | UNSET | N/A |  | N/A | N/A | N/A | 0 | L1 | 0 | N/A | N/A | N/A | 0 | [16 empty] | N/A |  |  |  | 23.80.50.11.17 | [7 empty] | Receptacle |  | N21C | 9 | [5 empty] | 1291.669250 | 0.000000 | 84 | 1937.503875 | TRUE
464 | 1C18 | 0 | 739506 | New Construction | N/A |  | 0 |  | 0 |  | 103455 | Point+HemiSpherical | 45263 |  | 53134 | REF TYPE MARK | 0 | C18 - 0610x1219mm | 0 | 87179 | 89959,89960,89961,89962,89963,89964,89965,103498,103499,103500,103501,103502,103503,103504,103505,103506 | 2K_rhNuRTE1el3fJWhkg$$ | 1 |  | M_Troffer Light - Parabolic Rectangular:C18 - 0610x1219mm:C18 - 0610x1219mm:739506 |  | NO | N/A | 464 | N/A | 16777215 | N/A | N/A | N/A | N/A | N/A |  | 120 V/1-80 VA | N/A | <not associated> | UNSET |  |  | Level: Level 1 | UNSET | F | 0 | 2.680000 |  | 861.112833 | 0 | 0.050000 |  |  |  | 1.200000 |  |  | T8, 1219mm, RAPID START, CRI=85 MINI |  | N/A | UNSET | N/A | N/A | TRUE | N/A | 0 | N/A | 0 | 0 | 0 | 0 | 0 | UNSET | N/A | N/A | FIXED | N/A | Downlights | UNSET | N/A | D5020210 | N/A | N/A | N/A | 0 | L1 | 0 | N/A | N/A | N/A | 0 | UNSET | UNSET | 0 | 0 | 0 | 0 | 0 | [9 empty] | N/A | Lighting - Fluorescent |  |  | 23.80.70.11.14.11 |  |  | C18 |  |  |  | 1291.669250 | Lighting - Dwelling Unit | 1 | L41C | 4 |  |  | 2900.000000 | 32 | [8 empty] | Metal - Paint Finish - Dark Gray, Matte | Glass - White, High Luminance | Metal - Chrome
465 | 1C18 | 0 | 739514 | New Construction | N/A |  | 0 |  | 0 |  | 103455 | Point+HemiSpherical | 45264 |  | 53135 | REF TYPE MARK | 0 | C18 - 0610x1219mm | 0 | 87178 | 89966,89967,89968,89969,89970,89971,89972,103498,103499,103500,103501,103502,103503,103504,103505,103506 | 2K_rhNuRTE1el3fJWhkg$t | 1 |  | M_Troffer Light - Parabolic Rectangular:C18 - 0610x1219mm:C18 - 0610x1219mm:739514 |  | NO | N/A | 465 | N/A | 16777215 | N/A | N/A | N/A | N/A | N/A |  | 120 V/1-80 VA | N/A | <not associated> | UNSET |  |  | Level: Level 1 | UNSET | F | 0 | 2.680000 |  | 861.112833 | 0 | 0.050000 |  |  |  | 1.200000 |  |  | T8, 1219mm, RAPID START, CRI=85 MINI |  | N/A | UNSET | N/A | N/A | TRUE | N/A | 0 | N/A | 0 | 0 | 0 | 0 | 0 | UNSET | N/A | N/A | FIXED | N/A | Downlights | UNSET | N/A | D5020210 | N/A | N/A | N/A | 0 | L1 | 0 | N/A | N/A | N/A | 0 | UNSET | UNSET | 0 | 0 | 0 | 0 | 0 | [9 empty] | N/A | Lighting - Fluorescent |  |  | 23.80.70.11.14.11 |  |  | C18 |  |  |  | 1291.669250 | Lighting - Dwelling Unit | 1 | L41C | 4 |  |  | 2900.000000 | 32 | [8 empty] | Metal - Paint Finish - Dark Gray, Matte | Glass - White, High Luminance | Metal - Chrome
466 | 1C18 | 0 | 739522 | New Construction | N/A |  | 0 |  | 0 |  | 103455 | Point+HemiSpherical | 45265 |  | 53136 | REF TYPE MARK | 0 | C18 - 0610x1219mm | 0 | 87177 | 89973,89974,89975,89976,89977,89978,89979,103498,103499,103500,103501,103502,103503,103504,103505,103506 | 2K_rhNuRTE1el3fJWhkg_F | 1 |  | M_Troffer Light - Parabolic Rectangular:C18 - 0610x1219mm:C18 - 0610x1219mm:739522 |  | NO | N/A | 466 | N/A | 16777215 | N/A | N/A | N/A | N/A | N/A |  | 120 V/1-80 VA | N/A | <not associated> | UNSET |  |  | Level: Level 1 | UNSET | F | 0 | 2.680000 |  | 861.112833 | 0 | 0.050000 |  |  |  | 1.200000 |  |  | T8, 1219mm, RAPID START, CRI=85 MINI |  | N/A | UNSET | N/A | N/A | TRUE | N/A | 0 | N/A | 0 | 0 | 0 | 0 | 0 | UNSET | N/A | N/A | FIXED | N/A | Downlights | UNSET | N/A | D5020210 | N/A | N/A | N/A | 0 | L1 | 0 | N/A | N/A | N/A | 0 | UNSET | UNSET | 0 | 0 | 0 | 0 | 0 | [9 empty] | N/A | Lighting - Fluorescent |  |  | 23.80.70.11.14.11 |  |  | C18 |  |  |  | 1291.669250 | Lighting - Dwelling Unit | 1 | L41C | 4 |  |  | 2900.000000 | 32 | [8 empty] | Metal - Paint Finish - Dark Gray, Matte | Glass - White, High Luminance | Metal - Chrome
467 | 1C18 | 0 | 739530 | New Construction | N/A |  | 0 |  | 0 |  | 103455 | Point+HemiSpherical | 45266 |  | 53137 | REF TYPE MARK | 0 | C18B - 0610x1219mm | 0 | 87176 | 89980,89981,89982,89983,89984,89985,89986,103122,103123,103124,103125,103126,103127,103128,103129,103133 | 2K_rhNuRTE1el3fJWhkg_7 | 1 |  | M_Troffer Light - Parabolic Rectangular:C18B - 0610x1219mm:C18B - 0610x1219mm:739530 |  | NO | N/A | 467 | N/A | 16777215 | N/A | N/A | N/A | N/A | N/A |  | 120 V/1-80 VA | N/A | <not associated> | UNSET |  |  | Level: Level 1 | UNSET | F | 0 | 2.680000 |  | 861.112833 | 0 | 0.050000 |  |  |  | 1.200000 |  |  | T8, 1219mm, RAPID START, CRI=85 MINI |  | N/A | UNSET | N/A | N/A | TRUE | N/A | 0 | N/A | 0 | 0 | 0 | 0 | 0 | UNSET | N/A | N/A | FIXED | N/A | Downlights | UNSET | N/A | D5020210 | N/A | N/A | N/A | 0 | L1 | 0 | N/A | N/A | N/A | 0 | UNSET | UNSET | 0 | 0 | 0 | 0 | 0 | [9 empty] | N/A | Lighting - Fluorescent |  |  | 23.80.70.11.14.11 |  |  | C18B |  |  |  | 1291.669250 | Lighting - Dwelling Unit | 1 | L41C | 4 |  |  | 2900.000000 | 32 | [8 empty] | Metal - Paint Finish - Dark Gray, Matte | Glass - White, High Luminance | Metal - Chrome
468 | 1C18 | 0 | 739542 | New Construction | N/A |  | 0 |  | 0 |  | 103455 | Point+HemiSpherical | 45267 |  | 53138 | REF TYPE MARK | 0 | C18 - 0610x1219mm | 0 | 87175 | 89987,89988,89989,89990,89991,89992,89993,103498,103499,103500,103501,103502,103503,103504,103505,103506 | 2K_rhNuRTE1el3fJWhkg_R | 1 |  | M_Troffer Light - Parabolic Rectangular:C18 - 0610x1219mm:C18 - 0610x1219mm:739542 |  | NO | N/A | 468 | N/A | 16777215 | N/A | N/A | N/A | N/A | N/A |  | 120 V/1-80 VA | N/A | <not associated> | UNSET |  |  | Level: Level 1 | UNSET | F | 0 | 2.680000 |  | 861.112833 | 0 | 0.050000 |  |  |  | 1.200000 |  |  | T8, 1219mm, RAPID START, CRI=85 MINI |  | N/A | UNSET | N/A | N/A | TRUE | N/A | 0 | N/A | 0 | 0 | 0 | 0 | 0 | UNSET | N/A | N/A | FIXED | N/A | Downlights | UNSET | N/A | D5020210 | N/A | N/A | N/A | 0 | L1 | 0 | N/A | N/A | N/A | 0 | UNSET | UNSET | 0 | 0 | 0 | 0 | 0 | [9 empty] | N/A | Lighting - Fluorescent |  |  | 23.80.70.11.14.11 |  |  | C18 |  |  |  | 1291.669250 | Lighting - Dwelling Unit | 1 | L41C | 4 |  |  | 2900.000000 | 32 | [8 empty] | Metal - Paint Finish - Dark Gray, Matte | Glass - White, High Luminance | Metal - Chrome
469 | 1C18 | 0 | 739550 | New Construction | N/A |  | 0 |  | 0 |  | 103455 | Point+HemiSpherical | 45268 |  | 53139 | REF TYPE MARK | 0 | C18 - 0610x1219mm | 0 | 87174 | 89994,89995,89996,89997,89998,89999,90000,103498,103499,103500,103501,103502,103503,103504,103505,103506 | 2K_rhNuRTE1el3fJWhkg_J | 1 |  | M_Troffer Light - Parabolic Rectangular:C18 - 0610x1219mm:C18 - 0610x1219mm:739550 |  | NO | N/A | 469 | N/A | 16777215 | N/A | N/A | N/A | N/A | N/A |  | 120 V/1-80 VA | N/A | <not associated> | UNSET |  |  | Level: Level 1 | UNSET | F | 0 | 2.680000 |  | 861.112833 | 0 | 0.050000 |  |  |  | 1.200000 |  |  | T8, 1219mm, RAPID START, CRI=85 MINI |  | N/A | UNSET | N/A | N/A | TRUE | N/A | 0 | N/A | 0 | 0 | 0 | 0 | 0 | UNSET | N/A | N/A | FIXED | N/A | Downlights | UNSET | N/A | D5020210 | N/A | N/A | N/A | 0 | L1 | 0 | N/A | N/A | N/A | 0 | UNSET | UNSET | 0 | 0 | 0 | 0 | 0 | [9 empty] | N/A | Lighting - Fluorescent |  |  | 23.80.70.11.14.11 |  |  | C18 |  |  |  | 1291.669250 | Lighting - Dwelling Unit | 1 | L41C | 4 |  |  | 2900.000000 | 32 | [8 empty] | Metal - Paint Finish - Dark Gray, Matte | Glass - White, High Luminance | Metal - Chrome
470 | 1C18 | 0 | 739558 | New Construction | N/A |  | 0 |  | 0 |  | 103455 | Point+HemiSpherical | 45269 |  | 53140 | REF TYPE MARK | 0 | C18 - 0610x1219mm | 0 | 87173 | 90001,90002,90003,90004,90005,90006,90007,103498,103499,103500,103501,103502,103503,103504,103505,103506 | 2K_rhNuRTE1el3fJWhkg_h | 1 |  | M_Troffer Light - Parabolic Rectangular:C18 - 0610x1219mm:C18 - 0610x1219mm:739558 |  | NO | N/A | 470 | N/A | 16777215 | N/A | N/A | N/A | N/A | N/A |  | 120 V/1-80 VA | N/A | <not associated> | UNSET |  |  | Level: Level 1 | UNSET | F | 0 | 2.680000 |  | 861.112833 | 0 | 0.050000 |  |  |  | 1.200000 |  |  | T8, 1219mm, RAPID START, CRI=85 MINI |  | N/A | UNSET | N/A | N/A | TRUE | N/A | 0 | N/A | 0 | 0 | 0 | 0 | 0 | UNSET | N/A | N/A | FIXED | N/A | Downlights | UNSET | N/A | D5020210 | N/A | N/A | N/A | 0 | L1 | 0 | N/A | N/A | N/A | 0 | UNSET | UNSET | 0 | 0 | 0 | 0 | 0 | [9 empty] | N/A | Lighting - Fluorescent |  |  | 23.80.70.11.14.11 |  |  | C18 |  |  |  | 1291.669250 | Lighting - Dwelling Unit | 1 | L41C | 4 |  |  | 2900.000000 | 32 | [8 empty] | Metal - Paint Finish - Dark Gray, Matte | Glass - White, High Luminance | Metal - Chrome
471 | 1C18 | 0 | 739566 | New Construction | N/A |  | 0 |  | 0 |  | 103455 | Point+HemiSpherical | 45270 |  | 53141 | REF TYPE MARK | 0 | C18 - 0610x1219mm | 0 | 87172 | 90008,90009,90010,90011,90012,90013,90014,103498,103499,103500,103501,103502,103503,103504,103505,103506 | 2K_rhNuRTE1el3fJWhkg_Z | 1 |  | M_Troffer Light - Parabolic Rectangular:C18 - 0610x1219mm:C18 - 0610x1219mm:739566 |  | NO | N/A | 471 | N/A | 16777215 | N/A | N/A | N/A | N/A | N/A |  | 120 V/1-80 VA | N/A | <not associated> | UNSET |  |  | Level: Level 1 | UNSET | F | 0 | 2.680000 |  | 861.112833 | 0 | 0.050000 |  |  |  | 1.200000 |  |  | T8, 1219mm, RAPID START, CRI=85 MINI |  | N/A | UNSET | N/A | N/A | TRUE | N/A | 0 | N/A | 0 | 0 | 0 | 0 | 0 | UNSET | N/A | N/A | FIXED | N/A | Downlights | UNSET | N/A | D5020210 | N/A | N/A | N/A | 0 | L1 | 0 | N/A | N/A | N/A | 0 | UNSET | UNSET | 0 | 0 | 0 | 0 | 0 | [9 empty] | N/A | Lighting - Fluorescent |  |  | 23.80.70.11.14.11 |  |  | C18 |  |  |  | 1291.669250 | Lighting - Dwelling Unit | 1 | L41C | 4 |  |  | 2900.000000 | 32 | [8 empty] | Metal - Paint Finish - Dark Gray, Matte | Glass - White, High Luminance | Metal - Chrome
472 | 1C18 | 0 | 739574 | New Construction | N/A |  | 0 |  | 0 |  | 103455 | Point+HemiSpherical | 45271 |  | 53142 | REF TYPE MARK | 0 | C18 - 0610x1219mm | 0 | 87171 | 90015,90016,90017,90018,90019,90020,90021,103498,103499,103500,103501,103502,103503,103504,103505,103506 | 2K_rhNuRTE1el3fJWhkg_x | 1 |  | M_Troffer Light - Parabolic Rectangular:C18 - 0610x1219mm:C18 - 0610x1219mm:739574 |  | NO | N/A | 472 | N/A | 16777215 | N/A | N/A | N/A | N/A | N/A |  | 120 V/1-80 VA | N/A | <not associated> | UNSET |  |  | Level: Level 1 | UNSET | F | 0 | 2.680000 |  | 861.112833 | 0 | 0.050000 |  |  |  | 1.200000 |  |  | T8, 1219mm, RAPID START, CRI=85 MINI |  | N/A | UNSET | N/A | N/A | TRUE | N/A | 0 | N/A | 0 | 0 | 0 | 0 | 0 | UNSET | N/A | N/A | FIXED | N/A | Downlights | UNSET | N/A | D5020210 | N/A | N/A | N/A | 0 | L1 | 0 | N/A | N/A | N/A | 0 | UNSET | UNSET | 0 | 0 | 0 | 0 | 0 | [9 empty] | N/A | Lighting - Fluorescent |  |  | 23.80.70.11.14.11 |  |  | C18 |  |  |  | 1291.669250 | Lighting - Dwelling Unit | 1 | L41C | 4 |  |  | 2900.000000 | 32 | [8 empty] | Metal - Paint Finish - Dark Gray, Matte | Glass - White, High Luminance | Metal - Chrome
473 | 1C18 | 0 | 739629 | New Construction | N/A |  | 0 |  | 0 |  | 103455 | Point+HemiSpherical | 45272 |  | 53143 | REF TYPE MARK | 0 | C18B - 0610x1219mm | 0 | 87170 | 90022,90023,90024,90025,90026,90027,90028,103122,103123,103124,103125,103126,103127,103128,103129,103133 | 1Ew_8oRPr27vHUxllyBcNz | 1 |  | M_Troffer Light - Parabolic Rectangular:C18B - 0610x1219mm:C18B - 0610x1219mm:739629 |  | NO | N/A | 473 | N/A | 16777215 | N/A | N/A | N/A | N/A | N/A |  | 120 V/1-80 VA | N/A | <not associated> | UNSET |  |  | Level: Level 1 | UNSET | F | 0 | 2.680000 |  | 861.112833 | 0 | 0.050000 |  |  |  | 1.200000 |  |  | T8, 1219mm, RAPID START, CRI=85 MINI |  | N/A | UNSET | N/A | N/A | TRUE | N/A | 0 | N/A | 0 | 0 | 0 | 0 | 0 | UNSET | N/A | N/A | FIXED | N/A | Downlights | UNSET | N/A | D5020210 | N/A | N/A | N/A | 0 | L1 | 0 | N/A | N/A | N/A | 0 | UNSET | UNSET | 0 | 0 | 0 | 0 | 0 | [9 empty] | N/A | Lighting - Fluorescent |  |  | 23.80.70.11.14.11 |  |  | C18B |  |  |  | 1291.669250 | Lighting - Dwelling Unit | 1 | L41C | 4 |  |  | 2900.000000 | 32 | [8 empty] | Metal - Paint Finish - Dark Gray, Matte | Glass - White, High Luminance | Metal - Chrome
689 | 1C18 | 0 | 744088 | New Construction | N/A |  | 0 |  | 0 |  | 103455 | Point+HemiSpherical | 45488 |  | 53359 | REF TYPE MARK | 0 | B1 - 0610x1219mm | 0 | 86954 | 91595,91596,91597,91598,91599,91600,91601,103561,103562,103563,103564,103565,103566,103567,103568,103569 | 1MPejKGxvAxOPe64yBS3qO | 1 |  | M_Troffer Light - Parabolic Rectangular:B1 - 0610x1219mm:B1 - 0610x1219mm:744088 |  | NO | N/A | 689 | N/A | 16777215 | N/A | N/A | N/A | N/A | N/A |  | 120 V/1-80 VA | N/A | <not associated> | UNSET |  |  | Level: Level 1 | UNSET | F | 0 | 2.680000 |  | 861.112833 | 0 | 0.050000 |  |  |  | 1.200000 |  |  | T8, 1219mm, RAPID START, CRI=75 |  | N/A | UNSET | N/A | N/A | TRUE | N/A | 0 | N/A | 0 | 0 | 0 | 0 | 0 | UNSET | N/A | N/A | FIXED | N/A | Downlights | UNSET | N/A | D5020210 | N/A | N/A | N/A | 0 | L1 | 0 | N/A | N/A | N/A | 0 | UNSET | UNSET | 0 | 0 | 0 | 0 | 0 | [9 empty] | N/A | Lighting - Fluorescent |  |  | 23.80.70.11.14.11 |  |  | B1 |  |  |  | 1291.669250 | Lighting - Dwelling Unit | 1 | L41C | 4 |  |  | 2900.000000 | 32 | [8 empty] | Metal - Paint Finish - Dark Gray, Matte | Glass - White, High Luminance | Metal - Chrome
1296 | 1C18 |  | 798387 | New Construction | N/A | [5 empty] | 103455 |  | 45960 |  | 43225 |  |  | Three Way | 0 |  | 94915,94916,94917,94918,94919,94920,103101,103102,103103,103104,103105,103130 | 0YIMYffWP7i9skNaemGPe9 | 1 |  | M_Lighting Switches:Three Way:Three Way:798387 |  |  | N/A | 1296 | N/A |  | N/A | N/A | N/A | N/A | N/A |  | 120 V/1-0 VA | N/A | Linked Revit Model : Clinic_A.rvt |  |  |  | Level: Level 1 |  |  |  | 1.200000 |  | 0.000000 | [5 empty] | 1.200000 |  |  |  |  | N/A | UNSET | N/A | N/A | TRUE | N/A | 0 | N/A | 0 | 0 | 0 | 0 | 0 | UNSET | N/A | N/A | FIXED | N/A | Switches | UNSET | N/A |  | N/A | N/A | N/A | 0 | L1 | 0 | N/A | N/A | N/A | 0 | [16 empty] | N/A |  |  |  | 23.80.50.11.14 | [7 empty] | Other |  | L41C | 4 | [5 empty] | 1291.669250 | 0.000000 | [12 empty] | 3
1299 | 1C18 |  | 798953 | New Construction | N/A | [5 empty] | 103455 |  | 45963 |  | 43228 |  |  | Three Way | 0 |  | 94933,94934,94935,94936,94937,94938,103101,103102,103103,103104,103105,103130 | 0YIMYffWP7i9skNaemGOHJ | 1 |  | M_Lighting Switches:Three Way:Three Way:798953 |  |  | N/A | 1299 | N/A |  | N/A | N/A | N/A | N/A | N/A |  | 120 V/1-0 VA | N/A | Linked Revit Model : Clinic_A.rvt |  |  |  | Level: Level 1 |  |  |  | 1.200000 |  | 0.000000 | [5 empty] | 1.200000 |  |  |  |  | N/A | UNSET | N/A | N/A | TRUE | N/A | 0 | N/A | 0 | 0 | 0 | 0 | 0 | UNSET | N/A | N/A | FIXED | N/A | Switches | UNSET | N/A |  | N/A | N/A | N/A | 0 | L1 | 0 | N/A | N/A | N/A | 0 | [16 empty] | N/A |  |  |  | 23.80.50.11.14 | [7 empty] | Other |  | L41C | 4 | [5 empty] | 1291.669250 | 0.000000 | [12 empty] | 3
1585 | 1C18 |  | 862692 | New Construction | N/A | [5 empty] | 103455 |  | 46244 |  | 43483 |  |  | Standard | 0 |  | 96680,96681,96682,96683,96684,96685,103571,103572,103573,103574,103575 | 0Oe4W3Rwf1Dht7uPdCMIlJ | 1 |  | M_Duplex Receptacle:Standard:Standard:862692 |  |  | N/A | 1585 | N/A |  | N/A | N/A | N/A | N/A | N/A |  | 120 V/1-180 VA | N/A | Linked Revit Model : Clinic_A.rvt | UNSET |  |  | Level: Level 1 |  |  |  | 0.500000 | [7 empty] | 0.460000 |  |  |  |  | N/A | UNSET | N/A | N/A | TRUE | N/A | 0 | N/A | 0 | 0 | 0 | 0 | 0 | UNSET | N/A | N/A | FIXED | N/A | Ground Fault Receptacles | UNSET | N/A |  | N/A | N/A | N/A | 0 | L1 | 0 | N/A | N/A | N/A | 0 | [16 empty] | N/A |  |  |  | 23.80.50.11.17 | [7 empty] | Receptacle |  | N21C | 4 | [5 empty] | 1291.669250 | 0.000000 | 11 | 1937.503875 | TRUE
1586 | 1C18 |  | 862756 | New Construction | N/A | [5 empty] | 103455 |  | 46245 |  | 43484 |  |  | Standard | 0 |  | 96686,96687,96688,96689,96690,96691,103571,103572,103573,103574,103575 | 0Oe4W3Rwf1Dht7uPdCMIWJ | 1 |  | M_Duplex Receptacle:Standard:Standard:862756 |  |  | N/A | 1586 | N/A |  | N/A | N/A | N/A | N/A | N/A |  | 120 V/1-180 VA | N/A | Linked Revit Model : Clinic_A.rvt | UNSET |  |  | Level: Level 1 |  |  |  | 0.500000 | [7 empty] | 0.460000 |  |  |  |  | N/A | UNSET | N/A | N/A | TRUE | N/A | 0 | N/A | 0 | 0 | 0 | 0 | 0 | UNSET | N/A | N/A | FIXED | N/A | Ground Fault Receptacles | UNSET | N/A |  | N/A | N/A | N/A | 0 | L1 | 0 | N/A | N/A | N/A | 0 | [16 empty] | N/A |  |  |  | 23.80.50.11.17 | [7 empty] | Receptacle |  | N21C | 5 | [5 empty] | 1291.669250 | 0.000000 | 12 | 1937.503875 | TRUE
1591 | 1C18 |  | 863494 | New Construction | N/A | [5 empty] | 103455 |  | 46250 |  | 43489 |  |  | Standard | 0 |  | 96716,96717,96718,96719,96720,96721,103571,103572,103573,103574,103575 | 0Oe4W3Rwf1Dht7uPdCMIyn | 1 |  | M_Duplex Receptacle:Standard:Standard:863494 |  |  | N/A | 1591 | N/A |  | N/A | N/A | N/A | N/A | N/A |  | 120 V/1-180 VA | N/A | Linked Revit Model : Clinic_A.rvt | UNSET |  |  | Level: Level 1 |  |  |  | 0.500000 | [7 empty] | 0.460000 |  |  |  |  | N/A | UNSET | N/A | N/A | TRUE | N/A | 0 | N/A | 0 | 0 | 0 | 0 | 0 | UNSET | N/A | N/A | FIXED | N/A | Ground Fault Receptacles | UNSET | N/A |  | N/A | N/A | N/A | 0 | L1 | 0 | N/A | N/A | N/A | 0 | [16 empty] | N/A |  |  |  | 23.80.50.11.17 | [7 empty] | Receptacle |  | N21C | 6 | [5 empty] | 1291.669250 | 0.000000 | 17 | 1937.503875 | TRUE
1592 | 1C18 |  | 863898 | New Construction | N/A | [5 empty] | 103455 |  | 46251 |  | 43490 |  |  | Standard | 0 |  | 96722,96723,96724,96725,96726,96727,103571,103572,103573,103574,103575 | 0Oe4W3Rwf1Dht7uPdCMIoj | 1 |  | M_Duplex Receptacle:Standard:Standard:863898 |  |  | N/A | 1592 | N/A |  | N/A | N/A | N/A | N/A | N/A |  | 120 V/1-180 VA | N/A | Linked Revit Model : Clinic_A.rvt | UNSET |  |  | Level: Level 1 |  |  |  | 0.500000 | [7 empty] | 0.460000 |  |  |  |  | N/A | UNSET | N/A | N/A | TRUE | N/A | 0 | N/A | 0 | 0 | 0 | 0 | 0 | UNSET | N/A | N/A | FIXED | N/A | Ground Fault Receptacles | UNSET | N/A |  | N/A | N/A | N/A | 0 | L1 | 0 | N/A | N/A | N/A | 0 | [16 empty] | N/A |  |  |  | 23.80.50.11.17 | [7 empty] | Receptacle |  | N21C | 11 | [5 empty] | 1291.669250 | 0.000000 | 18 | 1937.503875 | TRUE
1593 | 1C18 |  | 863934 | New Construction | N/A | [5 empty] | 103455 |  | 46252 |  | 43491 |  |  | Standard | 0 |  | 96728,96729,96730,96731,96732,96733,103571,103572,103573,103574,103575 | 0Oe4W3Rwf1Dht7uPdCMIo9 | 1 |  | M_Duplex Receptacle:Standard:Standard:863934 |  |  | N/A | 1593 | N/A |  | N/A | N/A | N/A | N/A | N/A |  | 120 V/1-180 VA | N/A | Linked Revit Model : Clinic_A.rvt | UNSET |  |  | Level: Level 1 |  |  |  | 0.500000 | [7 empty] | 0.460000 |  |  |  |  | N/A | UNSET | N/A | N/A | TRUE | N/A | 0 | N/A | 0 | 0 | 0 | 0 | 0 | UNSET | N/A | N/A | FIXED | N/A | Ground Fault Receptacles | UNSET | N/A |  | N/A | N/A | N/A | 0 | L1 | 0 | N/A | N/A | N/A | 0 | [16 empty] | N/A |  |  |  | 23.80.50.11.17 | [7 empty] | Receptacle |  | N21C | 11 | [5 empty] | 1291.669250 | 0.000000 | 19 | 1937.503875 | TRUE
1594 | 1C18 |  | 863977 | New Construction | N/A | [5 empty] | 103455 |  | 46253 |  | 43492 |  |  | Standard | 0 |  | 96734,96735,96736,96737,96738,96739,103571,103572,103573,103574,103575 | 0Oe4W3Rwf1Dht7uPdCMIpU | 1 |  | M_Duplex Receptacle:Standard:Standard:863977 |  |  | N/A | 1594 | N/A |  | N/A | N/A | N/A | N/A | N/A |  | 120 V/1-180 VA | N/A | Linked Revit Model : Clinic_A.rvt | UNSET |  |  | Level: Level 1 |  |  |  | 0.500000 | [7 empty] | 0.460000 |  |  |  |  | N/A | UNSET | N/A | N/A | TRUE | N/A | 0 | N/A | 0 | 0 | 0 | 0 | 0 | UNSET | N/A | N/A | FIXED | N/A | Ground Fault Receptacles | UNSET | N/A |  | N/A | N/A | N/A | 0 | L1 | 0 | N/A | N/A | N/A | 0 | [16 empty] | N/A |  |  |  | 23.80.50.11.17 | [7 empty] | Receptacle |  | N21C | 11 | [5 empty] | 1291.669250 | 0.000000 | 20 | 1937.503875 | TRUE
1595 | 1C18 |  | 864020 | New Construction | N/A | [5 empty] | 103455 |  | 46254 |  | 43493 |  |  | Standard | 0 |  | 96740,96741,96742,96743,96744,96745,103571,103572,103573,103574,103575 | 0Oe4W3Rwf1Dht7uPdCMIqZ | 1 |  | M_Duplex Receptacle:Standard:Standard:864020 |  |  | N/A | 1595 | N/A |  | N/A | N/A | N/A | N/A | N/A |  | 120 V/1-180 VA | N/A | Linked Revit Model : Clinic_A.rvt | UNSET |  |  | Level: Level 1 |  |  |  | 0.500000 | [7 empty] | 0.460000 |  |  |  |  | N/A | UNSET | N/A | N/A | TRUE | N/A | 0 | N/A | 0 | 0 | 0 | 0 | 0 | UNSET | N/A | N/A | FIXED | N/A | Ground Fault Receptacles | UNSET | N/A |  | N/A | N/A | N/A | 0 | L1 | 0 | N/A | N/A | N/A | 0 | [16 empty] | N/A |  |  |  | 23.80.50.11.17 | [7 empty] | Receptacle |  | N21C | 6 | [5 empty] | 1291.669250 | 0.000000 | 21 | 1937.503875 | TRUE
1596 | 1C18 |  | 864443 | New Construction | N/A | [5 empty] | 103455 |  | 46255 |  | 43494 |  |  | Standard | 0 |  | 96746,96747,96748,96749,96750,96751,103571,103572,103573,103574,103575 | 0Oe4W3Rwf1Dht7uPdCMJAC | 1 |  | M_Duplex Receptacle:Standard:Standard:864443 |  |  | N/A | 1596 | N/A |  | N/A | N/A | N/A | N/A | N/A |  | 120 V/1-180 VA | N/A | Linked Revit Model : Clinic_A.rvt | UNSET |  |  | Level: Level 1 |  |  |  | 0.500000 | [7 empty] | 0.460000 |  |  |  |  | N/A | UNSET | N/A | N/A | TRUE | N/A | 0 | N/A | 0 | 0 | 0 | 0 | 0 | UNSET | N/A | N/A | FIXED | N/A | Ground Fault Receptacles | UNSET | N/A |  | N/A | N/A | N/A | 0 | L1 | 0 | N/A | N/A | N/A | 0 | [16 empty] | N/A |  |  |  | 23.80.50.11.17 | [7 empty] | Receptacle |  | N21C | 6 | [5 empty] | 1291.669250 | 0.000000 | 22 | 1937.503875 | TRUE
1597 | 1C18 |  | 864497 | New Construction | N/A | [5 empty] | 103455 |  | 46256 |  | 43495 |  |  | Standard | 0 |  | 96752,96753,96754,96755,96756,96757,103571,103572,103573,103574,103575 | 0Oe4W3Rwf1Dht7uPdCMJB6 | 1 |  | M_Duplex Receptacle:Standard:Standard:864497 |  |  | N/A | 1597 | N/A |  | N/A | N/A | N/A | N/A | N/A |  | 120 V/1-180 VA | N/A | Linked Revit Model : Clinic_A.rvt | UNSET |  |  | Level: Level 1 |  |  |  | 0.500000 | [7 empty] | 0.460000 |  |  |  |  | N/A | UNSET | N/A | N/A | TRUE | N/A | 0 | N/A | 0 | 0 | 0 | 0 | 0 | UNSET | N/A | N/A | FIXED | N/A | Ground Fault Receptacles | UNSET | N/A |  | N/A | N/A | N/A | 0 | L1 | 0 | N/A | N/A | N/A | 0 | [16 empty] | N/A |  |  |  | 23.80.50.11.17 | [7 empty] | Receptacle |  | N21C | 6 | [5 empty] | 1291.669250 | 0.000000 | 23 | 1937.503875 | TRUE
1604 | 1C18 |  | 865195 | New Construction | N/A | [5 empty] | 103455 |  | 46263 |  | 43502 |  |  | Standard | 0 |  | 96794,96795,96796,96797,96798,96799,103571,103572,103573,103574,103575 | 0Oe4W3Rwf1Dht7uPdCMJ6S | 1 |  | M_Duplex Receptacle:Standard:Standard:865195 |  |  | N/A | 1604 | N/A |  | N/A | N/A | N/A | N/A | N/A |  | 120 V/1-180 VA | N/A | Linked Revit Model : Clinic_A.rvt | UNSET |  |  | Level: Level 1 |  |  |  | 0.500000 | [7 empty] | 0.460000 |  |  |  |  | N/A | UNSET | N/A | N/A | TRUE | N/A | 0 | N/A | 0 | 0 | 0 | 0 | 0 | UNSET | N/A | N/A | FIXED | N/A | Ground Fault Receptacles | UNSET | N/A |  | N/A | N/A | N/A | 0 | L1 | 0 | N/A | N/A | N/A | 0 | [16 empty] | N/A |  |  |  | 23.80.50.11.17 | [7 empty] | Receptacle |  | N21C | 2 | [5 empty] | 1291.669250 | 0.000000 | 30 | 1937.503875 | TRUE
1605 | 1C18 |  | 865424 | New Construction | N/A | [5 empty] | 103455 |  | 46264 |  | 43503 |  |  | Standard | 0 |  | 96800,96801,96802,96803,96804,96805,103571,103572,103573,103574,103575 | 0Oe4W3Rwf1Dht7uPdCMJQd | 1 |  | M_Duplex Receptacle:Standard:Standard:865424 |  |  | N/A | 1605 | N/A |  | N/A | N/A | N/A | N/A | N/A |  | 120 V/1-180 VA | N/A | Linked Revit Model : Clinic_A.rvt | UNSET |  |  | Level: Level 1 |  |  |  | 0.500000 | [7 empty] | 0.460000 |  |  |  |  | N/A | UNSET | N/A | N/A | TRUE | N/A | 0 | N/A | 0 | 0 | 0 | 0 | 0 | UNSET | N/A | N/A | FIXED | N/A | Ground Fault Receptacles | UNSET | N/A |  | N/A | N/A | N/A | 0 | L1 | 0 | N/A | N/A | N/A | 0 | [16 empty] | N/A |  |  |  | 23.80.50.11.17 | [7 empty] | Receptacle |  | N21C | 2 | [5 empty] | 1291.669250 | 0.000000 | 31 | 1937.503875 | TRUE
478 | 1C19 | 0 | 739671 | New Construction | N/A |  | 0 |  | 0 |  | 103249 | Point+HemiSpherical | 45277 |  | 53148 | REF TYPE MARK | 0 | B18 - 0610x1219mm | 0 | 87165 | 90063,90064,90065,90066,90067,90068,90069,103344,103345,103346,103347,103348,103349,103350,103351,103353 | 1Ew_8oRPr27vHUxllyBcM7 | 1 |  | M_Troffer Light - Parabolic Rectangular:B18 - 0610x1219mm:B18 - 0610x1219mm:739671 |  | NO | N/A | 478 | N/A | 16777215 | N/A | N/A | N/A | N/A | N/A |  | 120 V/1-80 VA | N/A | <not associated> | UNSET |  |  | Level: Level 1 | UNSET | F | 0 | 2.680000 |  | 861.112833 | 0 | 0.050000 |  |  |  | 1.200000 |  |  | T8, 1219mm, RAPID START, CRI=85 MINI |  | N/A | UNSET | N/A | N/A | TRUE | N/A | 0 | N/A | 0 | 0 | 0 | 0 | 0 | UNSET | N/A | N/A | FIXED | N/A | Downlights | UNSET | N/A | D5020210 | N/A | N/A | N/A | 0 | L1 | 0 | N/A | N/A | N/A | 0 | UNSET | UNSET | 0 | 0 | 0 | 0 | 0 | [9 empty] | N/A | Lighting - Fluorescent |  |  | 23.80.70.11.14.11 |  |  | B18 |  |  |  | 1291.669250 | Lighting - Dwelling Unit | 1 | L41C | 4 |  |  | 2900.000000 | 32 | [8 empty] | Metal - Paint Finish - Dark Gray, Matte | Glass - White, High Luminance | Metal - Chrome
617 | 1C19 | 0 | 743160 | New Construction | N/A |  | 0 |  | 0 |  | 103249 | Point+HemiSpherical | 45416 |  | 53287 | REF TYPE MARK | 0 | B18 - 0610x1219mm | 0 | 87026 | 91083,91084,91085,91086,91087,91088,91089,103344,103345,103346,103347,103348,103349,103350,103351,103353 | 312$WHH7b36fc6XaYoDls7 | 1 |  | M_Troffer Light - Parabolic Rectangular:B18 - 0610x1219mm:B18 - 0610x1219mm:743160 |  | NO | N/A | 617 | N/A | 16777215 | N/A | N/A | N/A | N/A | N/A |  | 120 V/1-80 VA | N/A | <not associated> | UNSET |  |  | Level: Level 1 | UNSET | F | 0 | 2.680000 |  | 861.112833 | 0 | 0.050000 |  |  |  | 1.200000 |  |  | T8, 1219mm, RAPID START, CRI=85 MINI |  | N/A | UNSET | N/A | N/A | TRUE | N/A | 0 | N/A | 0 | 0 | 0 | 0 | 0 | UNSET | N/A | N/A | FIXED | N/A | Downlights | UNSET | N/A | D5020210 | N/A | N/A | N/A | 0 | L1 | 0 | N/A | N/A | N/A | 0 | UNSET | UNSET | 0 | 0 | 0 | 0 | 0 | [9 empty] | N/A | Lighting - Fluorescent |  |  | 23.80.70.11.14.11 |  |  | B18 |  |  |  | 1291.669250 | Lighting - Dwelling Unit | 1 | L41C | 4 |  |  | 2900.000000 | 32 | [8 empty] | Metal - Paint Finish - Dark Gray, Matte | Glass - White, High Luminance | Metal - Chrome
1291 | 1C19 |  | 795878 | New Construction | N/A | [5 empty] | 103249 |  | 45955 |  | 43220 |  |  | Single Pole | 0 |  | 94885,94886,94887,94888,94889,94890,103554,103555,103556,103557,103558,103559 | 0FGGKr9E19BvyMqqUqhCY9 | 1 |  | M_Lighting Switches:Single Pole:Single Pole:795878 |  |  | N/A | 1291 | N/A |  | N/A | N/A | N/A | N/A | N/A |  | 120 V/1-0 VA | N/A | Linked Revit Model : Clinic_A.rvt |  |  |  | Level: Level 1 |  |  |  | 1.200000 |  | 0.000000 | [5 empty] | 1.200000 |  |  |  |  | N/A | UNSET | N/A | N/A | TRUE | N/A | 0 | N/A | 0 | 0 | 0 | 0 | 0 | UNSET | N/A | N/A | FIXED | N/A | Switches | UNSET | N/A |  | N/A | N/A | N/A | 0 | L1 | 0 | N/A | N/A | N/A | 0 | [16 empty] | N/A |  |  |  | 23.80.50.11.14 | [7 empty] | Other |  | L41C | 4 | [5 empty] | 1291.669250 | 0.000000
1576 | 1C19 |  | 861697 | New Construction | N/A | [5 empty] | 103249 |  | 46235 |  | 43474 |  |  | Standard | 0 |  | 96626,96627,96628,96629,96630,96631,103571,103572,103573,103574,103575 | 0Oe4W3Rwf1Dht7uPdCMIGs | 1 |  | M_Duplex Receptacle:Standard:Standard:861697 |  |  | N/A | 1576 | N/A |  | N/A | N/A | N/A | N/A | N/A |  | 120 V/1-180 VA | N/A | Linked Revit Model : Clinic_A.rvt | UNSET |  |  | Level: Level 1 |  |  |  | 0.500000 | [7 empty] | 0.460000 |  |  |  |  | N/A | UNSET | N/A | N/A | TRUE | N/A | 0 | N/A | 0 | 0 | 0 | 0 | 0 | UNSET | N/A | N/A | FIXED | N/A | Ground Fault Receptacles | UNSET | N/A |  | N/A | N/A | N/A | 0 | L1 | 0 | N/A | N/A | N/A | 0 | [16 empty] | N/A |  |  |  | 23.80.50.11.17 | [7 empty] | Receptacle |  | N21C | 5 | [5 empty] | 1291.669250 | 0.000000 | 1 | 1937.503875 | TRUE
1577 | 1C19 |  | 861782 | New Construction | N/A | [5 empty] | 103249 |  | 46236 |  | 43475 |  |  | Standard | 0 |  | 96632,96633,96634,96635,96636,96637,103571,103572,103573,103574,103575 | 0Oe4W3Rwf1Dht7uPdCMIHX | 1 |  | M_Duplex Receptacle:Standard:Standard:861782 |  |  | N/A | 1577 | N/A |  | N/A | N/A | N/A | N/A | N/A |  | 120 V/1-180 VA | N/A | M_Lighting Switches : Single Pole | UNSET |  |  | Level: Level 1 |  |  |  | 0.500000 | [7 empty] | 0.460000 |  |  |  |  | N/A | UNSET | N/A | N/A | TRUE | N/A | 0 | N/A | 0 | 0 | 0 | 0 | 0 | UNSET | N/A | N/A | FIXED | N/A | Ground Fault Receptacles | UNSET | N/A |  | N/A | N/A | N/A | 0 | L1 | 0 | N/A | N/A | N/A | 0 | [16 empty] | N/A |  |  |  | 23.80.50.11.17 | [7 empty] | Receptacle |  | N21C | 3 | [5 empty] | 1291.669250 | 0.000000 | 2 | 1937.503875 | TRUE
1578 | 1C19 |  | 861908 | New Construction | N/A | [5 empty] | 103249 |  | 46237 |  | 43476 |  |  | Standard | 0 |  | 96638,96639,96640,96641,96642,96643,103571,103572,103573,103574,103575 | 0Oe4W3Rwf1Dht7uPdCMIJZ | 1 |  | M_Duplex Receptacle:Standard:Standard:861908 |  |  | N/A | 1578 | N/A |  | N/A | N/A | N/A | N/A | N/A |  | 120 V/1-180 VA | N/A | Linked Revit Model : Clinic_A.rvt | UNSET |  |  | Level: Level 1 |  |  |  | 0.500000 | [7 empty] | 0.460000 |  |  |  |  | N/A | UNSET | N/A | N/A | TRUE | N/A | 0 | N/A | 0 | 0 | 0 | 0 | 0 | UNSET | N/A | N/A | FIXED | N/A | Ground Fault Receptacles | UNSET | N/A |  | N/A | N/A | N/A | 0 | L1 | 0 | N/A | N/A | N/A | 0 | [16 empty] | N/A |  |  |  | 23.80.50.11.17 | [7 empty] | Receptacle |  | N21C | 3 | [5 empty] | 1291.669250 | 0.000000 | 3 | 1937.503875 | TRUE
1579 | 1C19 |  | 861952 | New Construction | N/A | [5 empty] | 103249 |  | 46238 |  | 43477 |  |  | Standard | 0 |  | 96644,96645,96646,96647,96648,96649,103571,103572,103573,103574,103575 | 0Oe4W3Rwf1Dht7uPdCMIKt | 1 |  | M_Duplex Receptacle:Standard:Standard:861952 |  |  | N/A | 1579 | N/A |  | N/A | N/A | N/A | N/A | N/A |  | 120 V/1-180 VA | N/A | Linked Revit Model : Clinic_A.rvt | UNSET |  |  | Level: Level 1 |  |  |  | 0.500000 | [7 empty] | 0.460000 |  |  |  |  | N/A | UNSET | N/A | N/A | TRUE | N/A | 0 | N/A | 0 | 0 | 0 | 0 | 0 | UNSET | N/A | N/A | FIXED | N/A | Ground Fault Receptacles | UNSET | N/A |  | N/A | N/A | N/A | 0 | L1 | 0 | N/A | N/A | N/A | 0 | [16 empty] | N/A |  |  |  | 23.80.50.11.17 | [7 empty] | Receptacle |  | N21C | 3 | [5 empty] | 1291.669250 | 0.000000 | 4 | 1937.503875 | TRUE
1295 | 1C11 |  | 797783 | New Construction | N/A | [5 empty] | 102933 |  | 45959 |  | 43224 |  |  | Single Pole | 0 |  | 94909,94910,94911,94912,94913,94914,103554,103555,103556,103557,103558,103559 | 0FGGKr9E19BvyMqqUqhC0u | 1 |  | M_Lighting Switches:Single Pole:Single Pole:797783 |  |  | N/A | 1295 | N/A |  | N/A | N/A | N/A | N/A | N/A |  | 120 V/1-0 VA | N/A | Linked Revit Model : Clinic_A.rvt |  |  |  | Level: Level 1 |  |  |  | 1.200000 |  | 0.000000 | [5 empty] | 1.200000 |  |  |  |  | N/A | UNSET | N/A | N/A | TRUE | N/A | 0 | N/A | 0 | 0 | 0 | 0 | 0 | UNSET | N/A | N/A | FIXED | N/A | Switches | UNSET | N/A |  | N/A | N/A | N/A | 0 | L1 | 0 | N/A | N/A | N/A | 0 | [16 empty] | N/A |  |  |  | 23.80.50.11.14 | [7 empty] | Other |  | L41C | 2 | [5 empty] | 1291.669250 | 0.000000
1607 | 1C11 |  | 865521 | New Construction | N/A | [5 empty] | 102933 |  | 46266 |  | 43505 |  |  | Standard | 0 |  | 96812,96813,96814,96815,96816,96817,103571,103572,103573,103574,103575 | 0Oe4W3Rwf1Dht7uPdCMJR6 | 1 |  | M_Duplex Receptacle:Standard:Standard:865521 |  |  | N/A | 1607 | N/A |  | N/A | N/A | N/A | N/A | N/A |  | 120 V/1-180 VA | N/A | Linked Revit Model : Clinic_A.rvt | UNSET |  |  | Level: Level 1 |  |  |  | 0.500000 | [7 empty] | 0.460000 |  |  |  |  | N/A | UNSET | N/A | N/A | TRUE | N/A | 0 | N/A | 0 | 0 | 0 | 0 | 0 | UNSET | N/A | N/A | FIXED | N/A | Ground Fault Receptacles | UNSET | N/A |  | N/A | N/A | N/A | 0 | L1 | 0 | N/A | N/A | N/A | 0 | [16 empty] | N/A |  |  |  | 23.80.50.11.17 | [7 empty] | Receptacle |  | N21C | 22 | [5 empty] | 1291.669250 | 0.000000 | 33 | 1937.503875 | TRUE
574 | 1E01 | 0 | 740882 | New Construction | N/A |  | 0 |  | 0 |  | 103099 | Point+HemiSpherical | 45373 |  | 53244 | REF TYPE MARK | 0 | B1 - 0610x1219mm | 0 | 87069 | 90782,90783,90784,90785,90786,90787,90788,103561,103562,103563,103564,103565,103566,103567,103568,103569 | 2ikEQjpcTDnxUN0yGA3WP4 | 1 |  | M_Troffer Light - Parabolic Rectangular:B1 - 0610x1219mm:B1 - 0610x1219mm:740882 |  | NO | N/A | 574 | N/A | 16777215 | N/A | N/A | N/A | N/A | N/A |  | 120 V/1-80 VA | N/A | <not associated> | UNSET |  |  | Level: Level 1 | UNSET | F | 0 | 2.680000 |  | 861.112833 | 0 | 0.050000 |  |  |  | 1.200000 |  |  | T8, 1219mm, RAPID START, CRI=75 |  | N/A | UNSET | N/A | N/A | TRUE | N/A | 0 | N/A | 0 | 0 | 0 | 0 | 0 | UNSET | N/A | N/A | FIXED | N/A | Downlights | UNSET | N/A | D5020210 | N/A | N/A | N/A | 0 | L1 | 0 | N/A | N/A | N/A | 0 | UNSET | UNSET | 0 | 0 | 0 | 0 | 0 | [9 empty] | N/A | Lighting - Fluorescent |  |  | 23.80.70.11.14.11 |  |  | B1 |  |  |  | 1291.669250 | Lighting - Dwelling Unit | 1 | L41B | 3 |  |  | 2900.000000 | 32 | [8 empty] | Metal - Paint Finish - Dark Gray, Matte | Glass - White, High Luminance | Metal - Chrome
1372 | 1E01 |  | 814607 | New Construction | N/A | [5 empty] | 103099 |  | 46041 |  | 43302 |  |  | Single Pole | 0 |  | 95399,95400,95401,95402,95403,95404,103554,103555,103556,103557,103558,103559 | 0FXKOTtYf3kRrcedvXFXp1 | 1 |  | M_Lighting Switches:Single Pole:Single Pole:814607 |  |  | N/A | 1372 | N/A |  | N/A | N/A | N/A | N/A | N/A |  | 120 V/1-0 VA | N/A | Linked Revit Model : Clinic_A.rvt |  |  |  | Level: Level 1 |  |  |  | 1.200000 |  | 0.000000 | [5 empty] | 1.200000 |  |  |  |  | N/A | UNSET | N/A | N/A | TRUE | N/A | 0 | N/A | 0 | 0 | 0 | 0 | 0 | UNSET | N/A | N/A | FIXED | N/A | Switches | UNSET | N/A |  | N/A | N/A | N/A | 0 | L1 | 0 | N/A | N/A | N/A | 0 | [16 empty] | N/A |  |  |  | 23.80.50.11.14 | [7 empty] | Other |  | L41B | 3 | [5 empty] | 1291.669250 | 0.000000
1825 | 1E01 |  | 890210 | New Construction | N/A | [5 empty] | 103099 |  | 46490 |  | 43723 |  |  | Standard | 0 |  | 98169,98170,98171,98172,98173,98174,103571,103572,103573,103574,103575 | 0Oe4W3Rwf1Dht7uPdCMPTL | 1 |  | M_Duplex Receptacle:Standard:Standard:890210 |  |  | N/A | 1825 | N/A |  | N/A | N/A | N/A | N/A | N/A |  | 120 V/1-180 VA | N/A | Grid : 4 | UNSET |  |  | Level: Level 1 |  |  |  | 0.500000 | [7 empty] | 0.460000 |  |  |  |  | N/A | UNSET | N/A | N/A | TRUE | N/A | 0 | N/A | 0 | 0 | 0 | 0 | 0 | UNSET | N/A | N/A | FIXED | N/A | Ground Fault Receptacles | UNSET | N/A |  | N/A | N/A | N/A | 0 | L1 | 0 | N/A | N/A | N/A | 0 | [16 empty] | N/A |  |  |  | 23.80.50.11.17 | [7 empty] | Receptacle |  | N21E2 | 8 | [5 empty] | 1291.669250 | 0.000000 | 251 | 1937.503875 | TRUE
1826 | 1E01 |  | 890353 | New Construction | N/A | [5 empty] | 103099 |  | 46491 |  | 43724 |  |  | Standard | 0 |  | 98175,98176,98177,98178,98179,98180,103571,103572,103573,103574,103575 | 0Oe4W3Rwf1Dht7uPdCMPV6 | 1 |  | M_Duplex Receptacle:Standard:Standard:890353 |  |  | N/A | 1826 | N/A |  | N/A | N/A | N/A | N/A | N/A |  | 120 V/1-180 VA | N/A | Linked Revit Model : Clinic_A.rvt | UNSET |  |  | Level: Level 1 |  |  |  | 0.500000 | [7 empty] | 0.460000 |  |  |  |  | N/A | UNSET | N/A | N/A | TRUE | N/A | 0 | N/A | 0 | 0 | 0 | 0 | 0 | UNSET | N/A | N/A | FIXED | N/A | Ground Fault Receptacles | UNSET | N/A |  | N/A | N/A | N/A | 0 | L1 | 0 | N/A | N/A | N/A | 0 | [16 empty] | N/A |  |  |  | 23.80.50.11.17 | [7 empty] | Receptacle |  | N21E2 | 8 | [5 empty] | 1291.669250 | 0.000000 | 252 | 1937.503875 | TRUE
1028 | 1E02 | 0 | 826248 | New Construction | N/A |  | 0 |  | 0 |  | 103010 | Point+HemiSpherical | 46100 |  | 53833 | REF TYPE MARK | 0 | Q4 - 1219mm - 1m Drop | 0 | 86619 | 95761,95762,95763,95764,95765,95766,95767,103507,103508,103509,103510,103511,103512,103513,103514,103515 | 3dg6tDRA54OxNLWvKHl68v | 1 |  | M_Pendant Light - Linear:Q4 - 1219mm - 1m Drop:Q4 - 1219mm - 1m Drop:826248 |  | NO | N/A | 1028 | N/A | 16777215 | N/A | N/A | N/A | N/A | N/A |  | 120 V/1-64 VA | N/A | <not associated> | UNSET |  |  | Level: Level 1 | UNSET | F | 0 | 2.800000 |  | 688.890267 | 0 | 0.050000 |  |  |  | 1.200000 |  |  | T8, 1219mm, RAPID START, CRI=75 T8, 1219mm, RAPID START, CRI=75 T8, 1219mm, RAPID START, CRI=75 |  | N/A | UNSET | N/A | N/A | TRUE | N/A | 0 | N/A | 0 | 0 | 0 | 0 | 0 | UNSET | N/A | N/A | FIXED | N/A | General Luminaries, Non Directional | UNSET | N/A | D5020210 | N/A | N/A | N/A | 0 | L1 | 0 | N/A | N/A | N/A | 0 | UNSET | UNSET | 0 | 0 | 0 | 0 | 0 | [9 empty] | N/A | Lighting - Fluorescent |  |  | 23.80.70.11.11 |  |  | Q4 |  |  |  | 1291.669250 | Lighting - Dwelling Unit | 1 | L41B | 3 |  |  | 2900.000000 | 32 | [9 empty] | Glass - White, High Luminance |  | 1.200000 | 2.000000 | Metal - Paint Finish - Ivory, Glossy | Metal - Paint Finish - Ivory, Glossy
1373 | 1E02 |  | 814717 | New Construction | N/A | [5 empty] | 103010 |  | 46042 |  | 43303 |  |  | Single Pole | 0 |  | 95405,95406,95407,95408,95409,95410,103554,103555,103556,103557,103558,103559 | 0FXKOTtYf3kRrcedvXFXop | 1 |  | M_Lighting Switches:Single Pole:Single Pole:814717 |  |  | N/A | 1373 | N/A |  | N/A | N/A | N/A | N/A | N/A |  | 120 V/1-0 VA | N/A | Linked Revit Model : Clinic_A.rvt |  |  |  | Level: Level 1 |  |  |  | 1.200000 |  | 0.000000 | [5 empty] | 1.200000 |  |  |  |  | N/A | UNSET | N/A | N/A | TRUE | N/A | 0 | N/A | 0 | 0 | 0 | 0 | 0 | UNSET | N/A | N/A | FIXED | N/A | Switches | UNSET | N/A |  | N/A | N/A | N/A | 0 | L1 | 0 | N/A | N/A | N/A | 0 | [16 empty] | N/A |  |  |  | 23.80.50.11.14 | [7 empty] | Other |  | L41B | 3 | [5 empty] | 1291.669250 | 0.000000
1952 | 1E02 |  | 904653 | New Construction | N/A | [5 empty] | 103010 |  | 46621 |  | 43850 |  |  | Standard | 0 |  | 98952,98953,98954,98955,98956,98957,103571,103572,103573,103574,103575 | 0Oe4W3Rwf1Dht7uPdCMS$w | 1 |  | M_Duplex Receptacle:Standard:Standard:904653 |  |  | N/A | 1952 | N/A |  | N/A | N/A | N/A | N/A | N/A |  | 120 V/1-180 VA | N/A | Linked Revit Model : Clinic_A.rvt | UNSET |  |  | Level: Level 1 |  |  |  | 0.500000 | [7 empty] | 0.460000 |  |  |  |  | N/A | UNSET | N/A | N/A | TRUE | N/A | 0 | N/A | 0 | 0 | 0 | 0 | 0 | UNSET | N/A | N/A | FIXED | N/A | Ground Fault Receptacles | UNSET | N/A |  | N/A | N/A | N/A | 0 | L1 | 0 | N/A | N/A | N/A | 0 | [16 empty] | N/A |  |  |  | 23.80.50.11.17 | [7 empty] | Receptacle |  | N21E2 | 8 | [5 empty] | 1291.669250 | 0.000000 | 378 | 1937.503875 | TRUE
1029 | 1E03 | 0 | 826374 | New Construction | N/A |  | 0 |  | 0 |  | 103009 | Point+HemiSpherical | 46101 |  | 53834 | REF TYPE MARK | 0 | Q4 - 1219mm - 1m Drop | 0 | 86618 | 95768,95769,95770,95771,95772,95773,95774,103507,103508,103509,103510,103511,103512,103513,103514,103515 | 3dg6tDRA54OxNLWvKHl6Mt | 1 |  | M_Pendant Light - Linear:Q4 - 1219mm - 1m Drop:Q4 - 1219mm - 1m Drop:826374 |  | NO | N/A | 1029 | N/A | 16777215 | N/A | N/A | N/A | N/A | N/A |  | 120 V/1-64 VA | N/A | <not associated> | UNSET |  |  | Level: Level 1 | UNSET | F | 0 | 2.800000 |  | 688.890267 | 0 | 0.050000 |  |  |  | 1.200000 |  |  | T8, 1219mm, RAPID START, CRI=75 T8, 1219mm, RAPID START, CRI=75 T8, 1219mm, RAPID START, CRI=75 |  | N/A | UNSET | N/A | N/A | TRUE | N/A | 0 | N/A | 0 | 0 | 0 | 0 | 0 | UNSET | N/A | N/A | FIXED | N/A | General Luminaries, Non Directional | UNSET | N/A | D5020210 | N/A | N/A | N/A | 0 | L1 | 0 | N/A | N/A | N/A | 0 | UNSET | UNSET | 0 | 0 | 0 | 0 | 0 | [9 empty] | N/A | Lighting - Fluorescent |  |  | 23.80.70.11.11 |  |  | Q4 |  |  |  | 1291.669250 | Lighting - Dwelling Unit | 1 | L41B | 3 |  |  | 2900.000000 | 32 | [9 empty] | Glass - White, High Luminance |  | 1.200000 | 2.000000 | Metal - Paint Finish - Ivory, Glossy | Metal - Paint Finish - Ivory, Glossy
1374 | 1E03 |  | 814814 | New Construction | N/A | [5 empty] | 103009 |  | 46043 |  | 43304 |  |  | Single Pole | 0 |  | 95411,95412,95413,95414,95415,95416,103554,103555,103556,103557,103558,103559 | 0FXKOTtYf3kRrcedvXFXmG | 1 |  | M_Lighting Switches:Single Pole:Single Pole:814814 |  |  | N/A | 1374 | N/A |  | N/A | N/A | N/A | N/A | N/A |  | 120 V/1-0 VA | N/A | Linked Revit Model : Clinic_A.rvt |  |  |  | Level: Level 1 |  |  |  | 1.200000 |  | 0.000000 | [5 empty] | 1.200000 |  |  |  |  | N/A | UNSET | N/A | N/A | TRUE | N/A | 0 | N/A | 0 | 0 | 0 | 0 | 0 | UNSET | N/A | N/A | FIXED | N/A | Switches | UNSET | N/A |  | N/A | N/A | N/A | 0 | L1 | 0 | N/A | N/A | N/A | 0 | [16 empty] | N/A |  |  |  | 23.80.50.11.14 | [7 empty] | Other |  | L41B | 3 | [5 empty] | 1291.669250 | 0.000000
1951 | 1E03 |  | 904453 | New Construction | N/A | [5 empty] | 103009 |  | 46620 |  | 43849 |  |  | Standard | 0 |  | 98946,98947,98948,98949,98950,98951,103571,103572,103573,103574,103575 | 0Oe4W3Rwf1Dht7uPdCMSyo | 1 |  | M_Duplex Receptacle:Standard:Standard:904453 |  |  | N/A | 1951 | N/A |  | N/A | N/A | N/A | N/A | N/A |  | 120 V/1-180 VA | N/A | M_Lighting Switches : Single Pole | UNSET |  |  | Level: Level 1 |  |  |  | 0.500000 | [7 empty] | 0.460000 |  |  |  |  | N/A | UNSET | N/A | N/A | TRUE | N/A | 0 | N/A | 0 | 0 | 0 | 0 | 0 | UNSET | N/A | N/A | FIXED | N/A | Ground Fault Receptacles | UNSET | N/A |  | N/A | N/A | N/A | 0 | L1 | 0 | N/A | N/A | N/A | 0 | [16 empty] | N/A |  |  |  | 23.80.50.11.17 | [7 empty] | Receptacle |  | N21E2 | 8 | [5 empty] | 1291.669250 | 0.000000 | 377 | 1937.503875 | TRUE
575 | 1E04 | 0 | 740922 | New Construction | N/A |  | 0 |  | 0 |  | 103248 | Point+HemiSpherical | 45374 |  | 53245 | REF TYPE MARK | 0 | B1 - 0610x1219mm | 0 | 87068 | 90789,90790,90791,90792,90793,90794,90795,103561,103562,103563,103564,103565,103566,103567,103568,103569 | 2ikEQjpcTDnxUN0yGA3WPi | 1 |  | M_Troffer Light - Parabolic Rectangular:B1 - 0610x1219mm:B1 - 0610x1219mm:740922 |  | NO | N/A | 575 | N/A | 16777215 | N/A | N/A | N/A | N/A | N/A |  | 120 V/1-80 VA | N/A | <not associated> | UNSET |  |  | Level: Level 1 | UNSET | F | 0 | 2.680000 |  | 861.112833 | 0 | 0.050000 |  |  |  | 1.200000 |  |  | T8, 1219mm, RAPID START, CRI=75 |  | N/A | UNSET | N/A | N/A | TRUE | N/A | 0 | N/A | 0 | 0 | 0 | 0 | 0 | UNSET | N/A | N/A | FIXED | N/A | Downlights | UNSET | N/A | D5020210 | N/A | N/A | N/A | 0 | L1 | 0 | N/A | N/A | N/A | 0 | UNSET | UNSET | 0 | 0 | 0 | 0 | 0 | [9 empty] | N/A | Lighting - Fluorescent |  |  | 23.80.70.11.14.11 |  |  | B1 |  |  |  | 1291.669250 | Lighting - Dwelling Unit | 1 | L41B | 3 |  |  | 2900.000000 | 32 | [8 empty] | Metal - Paint Finish - Dark Gray, Matte | Glass - White, High Luminance | Metal - Chrome
1371 | 1E04 |  | 814459 | New Construction | N/A | [5 empty] | 103248 |  | 46040 |  | 43301 |  |  | Single Pole | 0 |  | 95393,95394,95395,95396,95397,95398,103554,103555,103556,103557,103558,103559 | 0FXKOTtYf3kRrcedvXFX_r | 1 |  | M_Lighting Switches:Single Pole:Single Pole:814459 |  |  | N/A | 1371 | N/A |  | N/A | N/A | N/A | N/A | N/A |  | 120 V/1-0 VA | N/A | Linked Revit Model : Clinic_A.rvt |  |  |  | Level: Level 1 |  |  |  | 1.200000 |  | 0.000000 | [5 empty] | 1.200000 |  |  |  |  | N/A | UNSET | N/A | N/A | TRUE | N/A | 0 | N/A | 0 | 0 | 0 | 0 | 0 | UNSET | N/A | N/A | FIXED | N/A | Switches | UNSET | N/A |  | N/A | N/A | N/A | 0 | L1 | 0 | N/A | N/A | N/A | 0 | [16 empty] | N/A |  |  |  | 23.80.50.11.14 | [7 empty] | Other |  | L41B | 3 | [5 empty] | 1291.669250 | 0.000000
1827 | 1E04 |  | 890397 | New Construction | N/A | [5 empty] | 103248 |  | 46492 |  | 43725 |  |  | Standard | 0 |  | 98181,98182,98183,98184,98185,98186,103571,103572,103573,103574,103575 | 0Oe4W3Rwf1Dht7uPdCMPGg | 1 |  | M_Duplex Receptacle:Standard:Standard:890397 |  |  | N/A | 1827 | N/A |  | N/A | N/A | N/A | N/A | N/A |  | 120 V/1-180 VA | N/A | Linked Revit Model : Clinic_A.rvt | UNSET |  |  | Level: Level 1 |  |  |  | 0.500000 | [7 empty] | 0.460000 |  |  |  |  | N/A | UNSET | N/A | N/A | TRUE | N/A | 0 | N/A | 0 | 0 | 0 | 0 | 0 | UNSET | N/A | N/A | FIXED | N/A | Ground Fault Receptacles | UNSET | N/A |  | N/A | N/A | N/A | 0 | L1 | 0 | N/A | N/A | N/A | 0 | [16 empty] | N/A |  |  |  | 23.80.50.11.17 | [7 empty] | Receptacle |  | N21E2 | 7 | [5 empty] | 1291.669250 | 0.000000 | 253 | 1937.503875 | TRUE
1943 | 1E04 |  | 903734 | New Construction | N/A | [5 empty] | 103248 |  | 46611 |  | 43841 |  |  | Standard | 0 |  | 98898,98899,98900,98901,98902,98903,103571,103572,103573,103574,103575 | 0Oe4W3Rwf1Dht7uPdCMSW1 | 1 |  | M_Duplex Receptacle:Standard:Standard:903734 |  |  | N/A | 1943 | N/A |  | N/A | N/A | N/A | N/A | N/A |  | 120 V/1-180 VA | N/A | Linked Revit Model : Clinic_A.rvt | UNSET |  |  | Level: Level 1 |  |  |  | 0.500000 | [7 empty] | 0.460000 |  |  |  |  | N/A | UNSET | N/A | N/A | TRUE | N/A | 0 | N/A | 0 | 0 | 0 | 0 | 0 | UNSET | N/A | N/A | FIXED | N/A | Ground Fault Receptacles | UNSET | N/A |  | N/A | N/A | N/A | 0 | L1 | 0 | N/A | N/A | N/A | 0 | [16 empty] | N/A |  |  |  | 23.80.50.11.17 | [7 empty] | Receptacle |  | N21E2 | 4 | [5 empty] | 1291.669250 | 0.000000 | 369 | 1937.503875 | TRUE
1944 | 1E04 |  | 903780 | New Construction | N/A | [5 empty] | 103248 |  | 46612 |  | 43842 |  |  | Standard | 0 |  | 98904,98905,98906,98907,98908,98909,103571,103572,103573,103574,103575 | 0Oe4W3Rwf1Dht7uPdCMSXJ | 1 |  | M_Duplex Receptacle:Standard:Standard:903780 |  |  | N/A | 1944 | N/A |  | N/A | N/A | N/A | N/A | N/A |  | 120 V/1-180 VA | N/A | Linked Revit Model : Clinic_A.rvt | UNSET |  |  | Level: Level 1 |  |  |  | 0.650000 | [7 empty] | 0.460000 |  |  |  |  | N/A | UNSET | N/A | N/A | TRUE | N/A | 0 | N/A | 0 | 0 | 0 | 0 | 0 | UNSET | N/A | N/A | FIXED | N/A | Ground Fault Receptacles | UNSET | N/A |  | N/A | N/A | N/A | 0 | L1 | 0 | N/A | N/A | N/A | 0 | [16 empty] | N/A |  |  |  | 23.80.50.11.17 | [7 empty] | Receptacle |  | N21E2 | 6 | [5 empty] | 1291.669250 | 0.000000 | 370 | 1937.503875 | TRUE
1945 | 1E04 |  | 903809 | New Construction | N/A | [5 empty] | 103248 |  | 46613 |  | 43843 |  |  | Standard | 0 |  | 98910,98911,98912,98913,98914,98915,103571,103572,103573,103574,103575 | 0Oe4W3Rwf1Dht7uPdCMSYs | 1 |  | M_Duplex Receptacle:Standard:Standard:903809 |  |  | N/A | 1945 | N/A |  | N/A | N/A | N/A | N/A | N/A |  | 120 V/1-180 VA | N/A | Linked Revit Model : Clinic_A.rvt | UNSET |  |  | Level: Level 1 |  |  |  | 0.500000 | [7 empty] | 0.460000 |  |  |  |  | N/A | UNSET | N/A | N/A | TRUE | N/A | 0 | N/A | 0 | 0 | 0 | 0 | 0 | UNSET | N/A | N/A | FIXED | N/A | Ground Fault Receptacles | UNSET | N/A |  | N/A | N/A | N/A | 0 | L1 | 0 | N/A | N/A | N/A | 0 | [16 empty] | N/A |  |  |  | 23.80.50.11.17 | [7 empty] | Receptacle |  | N21E2 | 7 | [5 empty] | 1291.669250 | 0.000000 | 371 | 1937.503875 | TRUE
1946 | 1E04 |  | 904009 | New Construction | N/A | [5 empty] | 103248 |  | 46615 |  | 43844 |  |  | Standard | 0 |  | 98916,98917,98918,98919,98920,98921,103571,103572,103573,103574,103575 | 0Oe4W3Rwf1Dht7uPdCMSb_ | 1 |  | M_Duplex Receptacle:Standard:Standard:904009 |  |  | N/A | 1946 | N/A |  | N/A | N/A | N/A | N/A | N/A |  | 120 V/1-180 VA | N/A | Linked Revit Model : Clinic_A.rvt | UNSET |  |  | Level: Level 1 |  |  |  | 0.500000 | [7 empty] | 0.460000 |  |  |  |  | N/A | UNSET | N/A | N/A | TRUE | N/A | 0 | N/A | 0 | 0 | 0 | 0 | 0 | UNSET | N/A | N/A | FIXED | N/A | Ground Fault Receptacles | UNSET | N/A |  | N/A | N/A | N/A | 0 | L1 | 0 | N/A | N/A | N/A | 0 | [16 empty] | N/A |  |  |  | 23.80.50.11.17 | [7 empty] | Receptacle |  | N21E2 | 7 | [5 empty] | 1291.669250 | 0.000000 | 372 | 1937.503875 | TRUE
369 | 1E05 | 0 | 738419 | New Construction | N/A |  | 0 |  | 0 |  | 103247 | Point+HemiSpherical | 45168 |  | 53039 | REF TYPE MARK | 0 | B1 - 0610x1219mm | 0 | 87274 | 89294,89295,89296,89297,89298,89299,89300,103561,103562,103563,103564,103565,103566,103567,103568,103569 | 23zemjdlrEywu0vwSxM29U | 1 |  | M_Troffer Light - Parabolic Rectangular:B1 - 0610x1219mm:B1 - 0610x1219mm:738419 |  | NO | N/A | 369 | N/A | 16777215 | N/A | N/A | N/A | N/A | N/A |  | 120 V/1-80 VA | N/A | <not associated> | UNSET |  |  | Level: Level 1 | UNSET | F | 0 | 2.680000 |  | 861.112833 | 0 | 0.050000 |  |  |  | 1.200000 |  |  | T8, 1219mm, RAPID START, CRI=75 |  | N/A | UNSET | N/A | N/A | TRUE | N/A | 0 | N/A | 0 | 0 | 0 | 0 | 0 | UNSET | N/A | N/A | FIXED | N/A | Downlights | UNSET | N/A | D5020210 | N/A | N/A | N/A | 0 | L1 | 0 | N/A | N/A | N/A | 0 | UNSET | UNSET | 0 | 0 | 0 | 0 | 0 | [9 empty] | N/A | Lighting - Fluorescent |  |  | 23.80.70.11.14.11 |  |  | B1 |  |  |  | 1291.669250 | Lighting - Dwelling Unit | 1 | L41B | 3 |  |  | 2900.000000 | 32 | [8 empty] | Metal - Paint Finish - Dark Gray, Matte | Glass - White, High Luminance | Metal - Chrome
370 | 1E05 | 0 | 738483 | New Construction | N/A |  | 0 |  | 0 |  | 103247 | Point+HemiSpherical | 45169 |  | 53040 | REF TYPE MARK | 0 | B1 - 0610x1219mm | 0 | 87273 | 89301,89302,89303,89304,89305,89306,89307,103561,103562,103563,103564,103565,103566,103567,103568,103569 | 23zemjdlrEywu0vwSxM2AU | 1 |  | M_Troffer Light - Parabolic Rectangular:B1 - 0610x1219mm:B1 - 0610x1219mm:738483 |  | NO | N/A | 370 | N/A | 16777215 | N/A | N/A | N/A | N/A | N/A |  | 120 V/1-80 VA | N/A | <not associated> | UNSET |  |  | Level: Level 1 | UNSET | F | 0 | 2.680000 |  | 861.112833 | 0 | 0.050000 |  |  |  | 1.200000 |  |  | T8, 1219mm, RAPID START, CRI=75 |  | N/A | UNSET | N/A | N/A | TRUE | N/A | 0 | N/A | 0 | 0 | 0 | 0 | 0 | UNSET | N/A | N/A | FIXED | N/A | Downlights | UNSET | N/A | D5020210 | N/A | N/A | N/A | 0 | L1 | 0 | N/A | N/A | N/A | 0 | UNSET | UNSET | 0 | 0 | 0 | 0 | 0 | [9 empty] | N/A | Lighting - Fluorescent |  |  | 23.80.70.11.14.11 |  |  | B1 |  |  |  | 1291.669250 | Lighting - Dwelling Unit | 1 | L41B | 3 |  |  | 2900.000000 | 32 | [8 empty] | Metal - Paint Finish - Dark Gray, Matte | Glass - White, High Luminance | Metal - Chrome
1375 | 1E05 |  | 814969 | New Construction | N/A | [5 empty] | 103247 |  | 46044 |  | 43305 |  |  | Single Pole | 0 |  | 95417,95418,95419,95420,95421,95422,103554,103555,103556,103557,103558,103559 | 0FXKOTtYf3kRrcedvXFXst | 1 |  | M_Lighting Switches:Single Pole:Single Pole:814969 |  |  | N/A | 1375 | N/A |  | N/A | N/A | N/A | N/A | N/A |  | 120 V/1-0 VA | N/A | Linked Revit Model : Clinic_A.rvt |  |  |  | Level: Level 1 |  |  |  | 1.200000 |  | 0.000000 | [5 empty] | 1.200000 |  |  |  |  | N/A | UNSET | N/A | N/A | TRUE | N/A | 0 | N/A | 0 | 0 | 0 | 0 | 0 | UNSET | N/A | N/A | FIXED | N/A | Switches | UNSET | N/A |  | N/A | N/A | N/A | 0 | L1 | 0 | N/A | N/A | N/A | 0 | [16 empty] | N/A |  |  |  | 23.80.50.11.14 | [7 empty] | Other |  | L41B | 3 | [5 empty] | 1291.669250 | 0.000000
1947 | 1E05 |  | 904184 | New Construction | N/A | [5 empty] | 103247 |  | 46616 |  | 43845 |  |  | Standard | 0 |  | 98922,98923,98924,98925,98926,98927,103571,103572,103573,103574,103575 | 0Oe4W3Rwf1Dht7uPdCMSdF | 1 |  | M_Duplex Receptacle:Standard:Standard:904184 |  |  | N/A | 1947 | N/A |  | N/A | N/A | N/A | N/A | N/A |  | 120 V/1-180 VA | N/A | Linked Revit Model : Clinic_A.rvt | UNSET |  |  | Level: Level 1 |  |  |  | 0.500000 | [7 empty] | 0.460000 |  |  |  |  | N/A | UNSET | N/A | N/A | TRUE | N/A | 0 | N/A | 0 | 0 | 0 | 0 | 0 | UNSET | N/A | N/A | FIXED | N/A | Ground Fault Receptacles | UNSET | N/A |  | N/A | N/A | N/A | 0 | L1 | 0 | N/A | N/A | N/A | 0 | [16 empty] | N/A |  |  |  | 23.80.50.11.17 | [7 empty] | Receptacle |  | N21E2 | 7 | [5 empty] | 1291.669250 | 0.000000 | 373 | 1937.503875 | TRUE
1948 | 1E05 |  | 904228 | New Construction | N/A | [5 empty] | 103247 |  | 46617 |  | 43846 |  |  | Standard | 0 |  | 98928,98929,98930,98931,98932,98933,103571,103572,103573,103574,103575 | 0Oe4W3Rwf1Dht7uPdCMSuJ | 1 |  | M_Duplex Receptacle:Standard:Standard:904228 |  |  | N/A | 1948 | N/A |  | N/A | N/A | N/A | N/A | N/A |  | 120 V/1-180 VA | N/A | Linked Revit Model : Clinic_A.rvt | UNSET |  |  | Level: Level 1 |  |  |  | 0.500000 | [7 empty] | 0.460000 |  |  |  |  | N/A | UNSET | N/A | N/A | TRUE | N/A | 0 | N/A | 0 | 0 | 0 | 0 | 0 | UNSET | N/A | N/A | FIXED | N/A | Ground Fault Receptacles | UNSET | N/A |  | N/A | N/A | N/A | 0 | L1 | 0 | N/A | N/A | N/A | 0 | [16 empty] | N/A |  |  |  | 23.80.50.11.17 | [7 empty] | Receptacle |  | N21E2 | 9 | [5 empty] | 1291.669250 | 0.000000 | 374 | 1937.503875 | TRUE
1950 | 1E05 |  | 904429 | New Construction | N/A | [5 empty] | 103247 |  | 46619 |  | 43848 |  |  | Standard | 0 |  | 98940,98941,98942,98943,98944,98945,103571,103572,103573,103574,103575 | 0Oe4W3Rwf1Dht7uPdCMSxQ | 1 |  | M_Duplex Receptacle:Standard:Standard:904429 |  |  | N/A | 1950 | N/A |  | N/A | N/A | N/A | N/A | N/A |  | 120 V/1-180 VA | N/A | Linked Revit Model : Clinic_A.rvt | UNSET |  |  | Level: Level 1 |  |  |  | 0.500000 | [7 empty] | 0.460000 |  |  |  |  | N/A | UNSET | N/A | N/A | TRUE | N/A | 0 | N/A | 0 | 0 | 0 | 0 | 0 | UNSET | N/A | N/A | FIXED | N/A | Ground Fault Receptacles | UNSET | N/A |  | N/A | N/A | N/A | 0 | L1 | 0 | N/A | N/A | N/A | 0 | [16 empty] | N/A |  |  |  | 23.80.50.11.17 | [7 empty] | Receptacle |  | N21E2 | 9 | [5 empty] | 1291.669250 | 0.000000 | 376 | 1937.503875 | TRUE
1956 | 1E05 |  | 905277 | New Construction | N/A | [5 empty] | 103247 |  | 46625 |  | 43854 |  |  | Standard | 0 |  | 98976,98977,98978,98979,98980,98981,103571,103572,103573,103574,103575 | 0Oe4W3Rwf1Dht7uPdCMT8A | 1 |  | M_Duplex Receptacle:Standard:Standard:905277 |  |  | N/A | 1956 | N/A |  | N/A | N/A | N/A | N/A | N/A |  | 120 V/1-180 VA | N/A | Linked Revit Model : Clinic_A.rvt | UNSET |  |  | Level: Level 1 |  |  |  | 0.500000 | [7 empty] | 0.460000 |  |  |  |  | N/A | UNSET | N/A | N/A | TRUE | N/A | 0 | N/A | 0 | 0 | 0 | 0 | 0 | UNSET | N/A | N/A | FIXED | N/A | Ground Fault Receptacles | UNSET | N/A |  | N/A | N/A | N/A | 0 | L1 | 0 | N/A | N/A | N/A | 0 | [16 empty] | N/A |  |  |  | 23.80.50.11.17 | [7 empty] | Receptacle |  | N21E2 | 9 | [5 empty] | 1291.669250 | 0.000000 | 382 | 1937.503875 | TRUE
371 | 1E06 | 0 | 738491 | New Construction | N/A |  | 0 |  | 0 |  | 103422 | Point+HemiSpherical | 45170 |  | 53041 | REF TYPE MARK | 0 | B1 - 0610x1219mm | 0 | 87272 | 89308,89309,89310,89311,89312,89313,89314,103561,103562,103563,103564,103565,103566,103567,103568,103569 | 23zemjdlrEywu0vwSxM2AM | 1 |  | M_Troffer Light - Parabolic Rectangular:B1 - 0610x1219mm:B1 - 0610x1219mm:738491 |  | NO | N/A | 371 | N/A | 16777215 | N/A | N/A | N/A | N/A | N/A |  | 120 V/1-80 VA | N/A | <not associated> | UNSET |  |  | Level: Level 1 | UNSET | F | 0 | 2.680000 |  | 861.112833 | 0 | 0.050000 |  |  |  | 1.200000 |  |  | T8, 1219mm, RAPID START, CRI=75 |  | N/A | UNSET | N/A | N/A | TRUE | N/A | 0 | N/A | 0 | 0 | 0 | 0 | 0 | UNSET | N/A | N/A | FIXED | N/A | Downlights | UNSET | N/A | D5020210 | N/A | N/A | N/A | 0 | L1 | 0 | N/A | N/A | N/A | 0 | UNSET | UNSET | 0 | 0 | 0 | 0 | 0 | [9 empty] | N/A | Lighting - Fluorescent |  |  | 23.80.70.11.14.11 |  |  | B1 |  |  |  | 1291.669250 | Lighting - Dwelling Unit | 1 | L41B | 3 |  |  | 2900.000000 | 32 | [8 empty] | Metal - Paint Finish - Dark Gray, Matte | Glass - White, High Luminance | Metal - Chrome
372 | 1E06 | 0 | 738499 | New Construction | N/A |  | 0 |  | 0 |  | 103422 | Point+HemiSpherical | 45171 |  | 53042 | REF TYPE MARK | 0 | B1 - 0610x1219mm | 0 | 87271 | 89315,89316,89317,89318,89319,89320,89321,103561,103562,103563,103564,103565,103566,103567,103568,103569 | 23zemjdlrEywu0vwSxM2Bk | 1 |  | M_Troffer Light - Parabolic Rectangular:B1 - 0610x1219mm:B1 - 0610x1219mm:738499 |  | NO | N/A | 372 | N/A | 16777215 | N/A | N/A | N/A | N/A | N/A |  | 120 V/1-80 VA | N/A | <not associated> | UNSET |  |  | Level: Level 1 | UNSET | F | 0 | 2.680000 |  | 861.112833 | 0 | 0.050000 |  |  |  | 1.200000 |  |  | T8, 1219mm, RAPID START, CRI=75 |  | N/A | UNSET | N/A | N/A | TRUE | N/A | 0 | N/A | 0 | 0 | 0 | 0 | 0 | UNSET | N/A | N/A | FIXED | N/A | Downlights | UNSET | N/A | D5020210 | N/A | N/A | N/A | 0 | L1 | 0 | N/A | N/A | N/A | 0 | UNSET | UNSET | 0 | 0 | 0 | 0 | 0 | [9 empty] | N/A | Lighting - Fluorescent |  |  | 23.80.70.11.14.11 |  |  | B1 |  |  |  | 1291.669250 | Lighting - Dwelling Unit | 1 | L41B | 3 |  |  | 2900.000000 | 32 | [8 empty] | Metal - Paint Finish - Dark Gray, Matte | Glass - White, High Luminance | Metal - Chrome
373 | 1E06 | 0 | 738507 | New Construction | N/A |  | 0 |  | 0 |  | 103422 | Point+HemiSpherical | 45172 |  | 53043 | REF TYPE MARK | 0 | B1 - 0610x1219mm | 0 | 87270 | 89322,89323,89324,89325,89326,89327,89328,103561,103562,103563,103564,103565,103566,103567,103568,103569 | 23zemjdlrEywu0vwSxM2Bc | 1 |  | M_Troffer Light - Parabolic Rectangular:B1 - 0610x1219mm:B1 - 0610x1219mm:738507 |  | NO | N/A | 373 | N/A | 16777215 | N/A | N/A | N/A | N/A | N/A |  | 120 V/1-80 VA | N/A | <not associated> | UNSET |  |  | Level: Level 1 | UNSET | F | 0 | 2.680000 |  | 861.112833 | 0 | 0.050000 |  |  |  | 1.200000 |  |  | T8, 1219mm, RAPID START, CRI=75 |  | N/A | UNSET | N/A | N/A | TRUE | N/A | 0 | N/A | 0 | 0 | 0 | 0 | 0 | UNSET | N/A | N/A | FIXED | N/A | Downlights | UNSET | N/A | D5020210 | N/A | N/A | N/A | 0 | L1 | 0 | N/A | N/A | N/A | 0 | UNSET | UNSET | 0 | 0 | 0 | 0 | 0 | [9 empty] | N/A | Lighting - Fluorescent |  |  | 23.80.70.11.14.11 |  |  | B1 |  |  |  | 1291.669250 | Lighting - Dwelling Unit | 1 | L41B | 3 |  |  | 2900.000000 | 32 | [8 empty] | Metal - Paint Finish - Dark Gray, Matte | Glass - White, High Luminance | Metal - Chrome
374 | 1E06 | 0 | 738515 | New Construction | N/A |  | 0 |  | 0 |  | 103422 | Point+HemiSpherical | 45173 |  | 53044 | REF TYPE MARK | 0 | B1 - 0610x1219mm | 0 | 87269 | 89329,89330,89331,89332,89333,89334,89335,103561,103562,103563,103564,103565,103566,103567,103568,103569 | 23zemjdlrEywu0vwSxM2B_ | 1 |  | M_Troffer Light - Parabolic Rectangular:B1 - 0610x1219mm:B1 - 0610x1219mm:738515 |  | NO | N/A | 374 | N/A | 16777215 | N/A | N/A | N/A | N/A | N/A |  | 120 V/1-80 VA | N/A | <not associated> | UNSET |  |  | Level: Level 1 | UNSET | F | 0 | 2.680000 |  | 861.112833 | 0 | 0.050000 |  |  |  | 1.200000 |  |  | T8, 1219mm, RAPID START, CRI=75 |  | N/A | UNSET | N/A | N/A | TRUE | N/A | 0 | N/A | 0 | 0 | 0 | 0 | 0 | UNSET | N/A | N/A | FIXED | N/A | Downlights | UNSET | N/A | D5020210 | N/A | N/A | N/A | 0 | L1 | 0 | N/A | N/A | N/A | 0 | UNSET | UNSET | 0 | 0 | 0 | 0 | 0 | [9 empty] | N/A | Lighting - Fluorescent |  |  | 23.80.70.11.14.11 |  |  | B1 |  |  |  | 1291.669250 | Lighting - Dwelling Unit | 1 | L41B | 3 |  |  | 2900.000000 | 32 | [8 empty] | Metal - Paint Finish - Dark Gray, Matte | Glass - White, High Luminance | Metal - Chrome
375 | 1E06 | 0 | 738523 | New Construction | N/A |  | 0 |  | 0 |  | 103422 | Point+HemiSpherical | 45174 |  | 53045 | REF TYPE MARK | 0 | B1 - 0610x1219mm | 0 | 87268 | 89336,89337,89338,89339,89340,89341,89342,103561,103562,103563,103564,103565,103566,103567,103568,103569 | 23zemjdlrEywu0vwSxM2Bs | 1 |  | M_Troffer Light - Parabolic Rectangular:B1 - 0610x1219mm:B1 - 0610x1219mm:738523 |  | NO | N/A | 375 | N/A | 16777215 | N/A | N/A | N/A | N/A | N/A |  | 120 V/1-80 VA | N/A | <not associated> | UNSET |  |  | Level: Level 1 | UNSET | F | 0 | 2.680000 |  | 861.112833 | 0 | 0.050000 |  |  |  | 1.200000 |  |  | T8, 1219mm, RAPID START, CRI=75 |  | N/A | UNSET | N/A | N/A | TRUE | N/A | 0 | N/A | 0 | 0 | 0 | 0 | 0 | UNSET | N/A | N/A | FIXED | N/A | Downlights | UNSET | N/A | D5020210 | N/A | N/A | N/A | 0 | L1 | 0 | N/A | N/A | N/A | 0 | UNSET | UNSET | 0 | 0 | 0 | 0 | 0 | [9 empty] | N/A | Lighting - Fluorescent |  |  | 23.80.70.11.14.11 |  |  | B1 |  |  |  | 1291.669250 | Lighting - Dwelling Unit | 1 | L41B | 3 |  |  | 2900.000000 | 32 | [8 empty] | Metal - Paint Finish - Dark Gray, Matte | Glass - White, High Luminance | Metal - Chrome
376 | 1E06 | 0 | 738531 | New Construction | N/A |  | 0 |  | 0 |  | 103422 | Point+HemiSpherical | 45175 |  | 53046 | REF TYPE MARK | 0 | B1B - 0610x1219mm | 0 | 87267 | 89343,89344,89345,89346,89347,89348,89349,103443,103444,103445,103446,103447,103448,103449,103450,103452 | 23zemjdlrEywu0vwSxM2BE | 1 |  | M_Troffer Light - Parabolic Rectangular:B1B - 0610x1219mm:B1B - 0610x1219mm:738531 |  | YES | N/A | 376 | N/A | 16777215 | N/A | N/A | N/A | N/A | N/A |  | 120 V/1-80 VA | N/A | <not associated> | UNSET |  |  | Level: Level 1 | UNSET | F | 0 | 2.680000 |  | 861.112833 | 0 | 0.050000 |  |  |  | 1.200000 |  |  | T8, 1219mm, RAPID START, CRI=75 |  | N/A | UNSET | N/A | N/A | TRUE | N/A | 0 | N/A | 0 | 0 | 0 | 0 | 0 | UNSET | N/A | N/A | FIXED | N/A | Downlights | UNSET | N/A | D5020210 | N/A | N/A | N/A | 0 | L1 | 0 | N/A | N/A | N/A | 0 | UNSET | UNSET | 0 | 0 | 0 | 0 | 0 | [9 empty] | N/A | Lighting - Fluorescent |  |  | 23.80.70.11.14.11 |  |  | B1B |  |  |  | 1291.669250 | Lighting - Dwelling Unit | 1 | L41B | 3 |  |  | 2900.000000 | 32 | [8 empty] | Metal - Paint Finish - Dark Gray, Matte | Glass - White, High Luminance | Metal - Chrome
1370 | 1E06 |  | 814350 | New Construction | N/A | [5 empty] | 103422 |  | 46039 |  | 43300 |  |  | Single Pole | 0 |  | 95387,95388,95389,95390,95391,95392,103554,103555,103556,103557,103558,103559 | 0FXKOTtYf3kRrcedvXFX$0 | 1 |  | M_Lighting Switches:Single Pole:Single Pole:814350 |  |  | N/A | 1370 | N/A |  | N/A | N/A | N/A | N/A | N/A |  | 120 V/1-0 VA | N/A | Linked Revit Model : Clinic_A.rvt |  |  |  | Level: Level 1 |  |  |  | 1.200000 |  | 0.000000 | [5 empty] | 1.200000 |  |  |  |  | N/A | UNSET | N/A | N/A | TRUE | N/A | 0 | N/A | 0 | 0 | 0 | 0 | 0 | UNSET | N/A | N/A | FIXED | N/A | Switches | UNSET | N/A |  | N/A | N/A | N/A | 0 | L1 | 0 | N/A | N/A | N/A | 0 | [16 empty] | N/A |  |  |  | 23.80.50.11.14 | [7 empty] | Other |  | L41B | 3 | [5 empty] | 1291.669250 | 0.000000
1934 | 1E06 |  | 903076 | New Construction | N/A | [5 empty] | 103422 |  | 46602 |  | 43832 |  |  | Standard | 0 |  | 98844,98845,98846,98847,98848,98849,103571,103572,103573,103574,103575 | 0Oe4W3Rwf1Dht7uPdCMSMJ | 1 |  | M_Duplex Receptacle:Standard:Standard:903076 |  |  | N/A | 1934 | N/A |  | N/A | N/A | N/A | N/A | N/A |  | 120 V/1-180 VA | N/A | Linked Revit Model : Clinic_A.rvt | UNSET |  |  | Level: Level 1 |  |  |  | 0.500000 | [7 empty] | 0.460000 |  |  |  |  | N/A | UNSET | N/A | N/A | TRUE | N/A | 0 | N/A | 0 | 0 | 0 | 0 | 0 | UNSET | N/A | N/A | FIXED | N/A | Ground Fault Receptacles | UNSET | N/A |  | N/A | N/A | N/A | 0 | L1 | 0 | N/A | N/A | N/A | 0 | [16 empty] | N/A |  |  |  | 23.80.50.11.17 | [7 empty] | Receptacle |  | N21E2 | 5 | [5 empty] | 1291.669250 | 0.000000 | 360 | 1937.503875 | TRUE
1935 | 1E06 |  | 903101 | New Construction | N/A | [5 empty] | 103422 |  | 46603 |  | 43833 |  |  | Standard | 0 |  | 98850,98851,98852,98853,98854,98855,103571,103572,103573,103574,103575 | 0Oe4W3Rwf1Dht7uPdCMSMA | 1 |  | M_Duplex Receptacle:Standard:Standard:903101 |  |  | N/A | 1935 | N/A |  | N/A | N/A | N/A | N/A | N/A |  | 120 V/1-180 VA | N/A | Linked Revit Model : Clinic_A.rvt | UNSET |  |  | Level: Level 1 |  |  |  | 0.500000 | [7 empty] | 0.460000 |  |  |  |  | N/A | UNSET | N/A | N/A | TRUE | N/A | 0 | N/A | 0 | 0 | 0 | 0 | 0 | UNSET | N/A | N/A | FIXED | N/A | Ground Fault Receptacles | UNSET | N/A |  | N/A | N/A | N/A | 0 | L1 | 0 | N/A | N/A | N/A | 0 | [16 empty] | N/A |  |  |  | 23.80.50.11.17 | [7 empty] | Receptacle |  | N21E2 | 5 | [5 empty] | 1291.669250 | 0.000000 | 361 | 1937.503875 | TRUE
1938 | 1E06 |  | 903212 | New Construction | N/A | [5 empty] | 103422 |  | 46606 |  | 43836 |  |  | Standard | 0 |  | 98868,98869,98870,98871,98872,98873,103571,103572,103573,103574,103575 | 0Oe4W3Rwf1Dht7uPdCMSeR | 1 |  | M_Duplex Receptacle:Standard:Standard:903212 |  |  | N/A | 1938 | N/A |  | N/A | N/A | N/A | N/A | N/A |  | 120 V/1-180 VA | N/A | Linked Revit Model : Clinic_A.rvt | UNSET |  |  | Level: Level 1 |  |  |  | 0.500000 | [7 empty] | 0.460000 |  |  |  |  | N/A | UNSET | N/A | N/A | TRUE | N/A | 0 | N/A | 0 | 0 | 0 | 0 | 0 | UNSET | N/A | N/A | FIXED | N/A | Ground Fault Receptacles | UNSET | N/A |  | N/A | N/A | N/A | 0 | L1 | 0 | N/A | N/A | N/A | 0 | [16 empty] | N/A |  |  |  | 23.80.50.11.17 | [7 empty] | Receptacle |  | N21E2 | 2 | [5 empty] | 1291.669250 | 0.000000 | 364 | 1937.503875 | TRUE
1939 | 1E06 |  | 903391 | New Construction | N/A | [5 empty] | 103422 |  | 46607 |  | 43837 |  |  | Standard | 0 |  | 98874,98875,98876,98877,98878,98879,103571,103572,103573,103574,103575 | 0Oe4W3Rwf1Dht7uPdCMShe | 1 |  | M_Duplex Receptacle:Standard:Standard:903391 |  |  | N/A | 1939 | N/A |  | N/A | N/A | N/A | N/A | N/A |  | 120 V/1-180 VA | N/A | Linked Revit Model : Clinic_A.rvt | UNSET |  |  | Level: Level 1 |  |  |  | 0.500000 | [7 empty] | 0.460000 |  |  |  |  | N/A | UNSET | N/A | N/A | TRUE | N/A | 0 | N/A | 0 | 0 | 0 | 0 | 0 | UNSET | N/A | N/A | FIXED | N/A | Ground Fault Receptacles | UNSET | N/A |  | N/A | N/A | N/A | 0 | L1 | 0 | N/A | N/A | N/A | 0 | [16 empty] | N/A |  |  |  | 23.80.50.11.17 | [7 empty] | Receptacle |  | N21E2 | 2 | [5 empty] | 1291.669250 | 0.000000 | 365 | 1937.503875 | TRUE
1940 | 1E06 |  | 903511 | New Construction | N/A | [5 empty] | 103422 |  | 46608 |  | 43838 |  |  | Standard | 0 |  | 98880,98881,98882,98883,98884,98885,103571,103572,103573,103574,103575 | 0Oe4W3Rwf1Dht7uPdCMSjW | 1 |  | M_Duplex Receptacle:Standard:Standard:903511 |  |  | N/A | 1940 | N/A |  | N/A | N/A | N/A | N/A | N/A |  | 120 V/1-180 VA | N/A | Linked Revit Model : Clinic_A.rvt | UNSET |  |  | Level: Level 1 |  |  |  | 0.500000 | [7 empty] | 0.460000 |  |  |  |  | N/A | UNSET | N/A | N/A | TRUE | N/A | 0 | N/A | 0 | 0 | 0 | 0 | 0 | UNSET | N/A | N/A | FIXED | N/A | Ground Fault Receptacles | UNSET | N/A |  | N/A | N/A | N/A | 0 | L1 | 0 | N/A | N/A | N/A | 0 | [16 empty] | N/A |  |  |  | 23.80.50.11.17 | [7 empty] | Receptacle |  | N21E2 | 2 | [5 empty] | 1291.669250 | 0.000000 | 366 | 1937.503875 | TRUE
1942 | 1E06 |  | 903688 | New Construction | N/A | [5 empty] | 103422 |  | 46610 |  | 43840 |  |  | Standard | 0 |  | 98892,98893,98894,98895,98896,98897,103571,103572,103573,103574,103575 | 0Oe4W3Rwf1Dht7uPdCMSW$ | 1 |  | M_Duplex Receptacle:Standard:Standard:903688 |  |  | N/A | 1942 | N/A |  | N/A | N/A | N/A | N/A | N/A |  | 120 V/1-180 VA | N/A | Linked Revit Model : Clinic_A.rvt | UNSET |  |  | Level: Level 1 |  |  |  | 0.500000 | [7 empty] | 0.460000 |  |  |  |  | N/A | UNSET | N/A | N/A | TRUE | N/A | 0 | N/A | 0 | 0 | 0 | 0 | 0 | UNSET | N/A | N/A | FIXED | N/A | Ground Fault Receptacles | UNSET | N/A |  | N/A | N/A | N/A | 0 | L1 | 0 | N/A | N/A | N/A | 0 | [16 empty] | N/A |  |  |  | 23.80.50.11.17 | [7 empty] | Receptacle |  | N21E2 | 2 | [5 empty] | 1291.669250 | 0.000000 | 368 | 1937.503875 | TRUE
1949 | 1E06 |  | 904400 | New Construction | N/A | [5 empty] | 103422 |  | 46618 |  | 43847 |  |  | Standard | 0 |  | 98934,98935,98936,98937,98938,98939,103571,103572,103573,103574,103575 | 0Oe4W3Rwf1Dht7uPdCMSxd | 1 |  | M_Duplex Receptacle:Standard:Standard:904400 |  |  | N/A | 1949 | N/A |  | N/A | N/A | N/A | N/A | N/A |  | 120 V/1-180 VA | N/A | Linked Revit Model : Clinic_A.rvt | UNSET |  |  | Level: Level 1 |  |  |  | 0.500000 | [7 empty] | 0.460000 |  |  |  |  | N/A | UNSET | N/A | N/A | TRUE | N/A | 0 | N/A | 0 | 0 | 0 | 0 | 0 | UNSET | N/A | N/A | FIXED | N/A | Ground Fault Receptacles | UNSET | N/A |  | N/A | N/A | N/A | 0 | L1 | 0 | N/A | N/A | N/A | 0 | [16 empty] | N/A |  |  |  | 23.80.50.11.17 | [7 empty] | Receptacle |  | N21E2 | 7 | [5 empty] | 1291.669250 | 0.000000 | 375 | 1937.503875 | TRUE
1958 | 1E06 |  | 905813 | New Construction | N/A | [5 empty] | 103422 |  | 46627 |  | 43856 |  |  | Standard | 0 |  | 98988,98989,98990,98991,98992,98993,103571,103572,103573,103574,103575 | 0Oe4W3Rwf1Dht7uPdCMT1Y | 1 |  | M_Duplex Receptacle:Standard:Standard:905813 |  |  | N/A | 1958 | N/A |  | N/A | N/A | N/A | N/A | N/A |  | 120 V/1-180 VA | N/A | Grid : C | UNSET |  |  | Level: Level 1 |  |  |  | 0.500000 | [7 empty] | 0.460000 |  |  |  |  | N/A | UNSET | N/A | N/A | TRUE | N/A | 0 | N/A | 0 | 0 | 0 | 0 | 0 | UNSET | N/A | N/A | FIXED | N/A | Ground Fault Receptacles | UNSET | N/A |  | N/A | N/A | N/A | 0 | L1 | 0 | N/A | N/A | N/A | 0 | [16 empty] | N/A |  |  |  | 23.80.50.11.17 | [7 empty] | Receptacle |  | N21E2 | 5 | [5 empty] | 1291.669250 | 0.000000 | 384 | 1937.503875 | TRUE
1959 | 1E06 |  | 906002 | New Construction | N/A | [5 empty] | 103422 |  | 46628 |  | 43857 |  |  | Standard | 0 |  | 98994,98995,98996,98997,98998,98999,103571,103572,103573,103574,103575 | 0Oe4W3Rwf1Dht7uPdCMT4b | 1 |  | M_Duplex Receptacle:Standard:Standard:906002 |  |  | N/A | 1959 | N/A |  | N/A | N/A | N/A | N/A | N/A |  | 120 V/1-180 VA | N/A | Linked Revit Model : Clinic_A.rvt | UNSET |  |  | Level: Level 1 |  |  |  | 0.500000 | [7 empty] | 0.460000 |  |  |  |  | N/A | UNSET | N/A | N/A | TRUE | N/A | 0 | N/A | 0 | 0 | 0 | 0 | 0 | UNSET | N/A | N/A | FIXED | N/A | Ground Fault Receptacles | UNSET | N/A |  | N/A | N/A | N/A | 0 | L1 | 0 | N/A | N/A | N/A | 0 | [16 empty] | N/A |  |  |  | 23.80.50.11.17 | [7 empty] | Receptacle |  | N21E2 | 5 | [5 empty] | 1291.669250 | 0.000000 | 385 | 1937.503875 | TRUE
1960 | 1E06 |  | 906151 | New Construction | N/A | [5 empty] | 103422 |  | 46629 |  | 43858 |  |  | Standard | 0 |  | 99000,99001,99002,99003,99004,99005,103571,103572,103573,103574,103575 | 0Oe4W3Rwf1Dht7uPdCMT6G | 1 |  | M_Duplex Receptacle:Standard:Standard:906151 |  |  | N/A | 1960 | N/A |  | N/A | N/A | N/A | N/A | N/A |  | 120 V/1-180 VA | N/A | Linked Revit Model : Clinic_A.rvt | UNSET |  |  | Level: Level 1 |  |  |  | 0.500000 | [7 empty] | 0.460000 |  |  |  |  | N/A | UNSET | N/A | N/A | TRUE | N/A | 0 | N/A | 0 | 0 | 0 | 0 | 0 | UNSET | N/A | N/A | FIXED | N/A | Ground Fault Receptacles | UNSET | N/A |  | N/A | N/A | N/A | 0 | L1 | 0 | N/A | N/A | N/A | 0 | [16 empty] | N/A |  |  |  | 23.80.50.11.17 | [7 empty] | Receptacle |  | N21E2 | 5 | [5 empty] | 1291.669250 | 0.000000 | 386 | 1937.503875 | TRUE
1961 | 1E06 |  | 906205 | New Construction | N/A | [5 empty] | 103422 |  | 46630 |  | 43859 |  |  | Standard | 0 |  | 99006,99007,99008,99009,99010,99011,103571,103572,103573,103574,103575 | 0Oe4W3Rwf1Dht7uPdCMT7g | 1 |  | M_Duplex Receptacle:Standard:Standard:906205 |  |  | N/A | 1961 | N/A |  | N/A | N/A | N/A | N/A | N/A |  | 120 V/1-180 VA | N/A | Linked Revit Model : Clinic_A.rvt | UNSET |  |  | Level: Level 1 |  |  |  | 0.500000 | [7 empty] | 0.460000 |  |  |  |  | N/A | UNSET | N/A | N/A | TRUE | N/A | 0 | N/A | 0 | 0 | 0 | 0 | 0 | UNSET | N/A | N/A | FIXED | N/A | Ground Fault Receptacles | UNSET | N/A |  | N/A | N/A | N/A | 0 | L1 | 0 | N/A | N/A | N/A | 0 | [16 empty] | N/A |  |  |  | 23.80.50.11.17 | [7 empty] | Receptacle |  | N21E2 | 5 | [5 empty] | 1291.669250 | 0.000000 | 387 | 1937.503875 | TRUE
1024 | 1E07 | 0 | 826140 | New Construction | N/A |  | 0 |  | 0 |  | 103330 | Point+HemiSpherical | 46096 |  | 53829 | REF TYPE MARK | 0 | B1 - 0610x1219mm | 0 | 86623 | 95733,95734,95735,95736,95737,95738,95739,103561,103562,103563,103564,103565,103566,103567,103568,103569 | 3dg6tDRA54OxNLWvKHl6Aj | 1 |  | M_Troffer Light - Parabolic Rectangular:B1 - 0610x1219mm:B1 - 0610x1219mm:826140 |  | NO | N/A | 1024 | N/A | 16777215 | N/A | N/A | N/A | N/A | N/A |  | 120 V/1-80 VA | N/A | <not associated> | UNSET |  |  | Level: Level 1 | UNSET | F | 0 | 2.680000 |  | 861.112833 | 0 | 0.050000 |  |  |  | 1.200000 |  |  | T8, 1219mm, RAPID START, CRI=75 |  | N/A | UNSET | N/A | N/A | TRUE | N/A | 0 | N/A | 0 | 0 | 0 | 0 | 0 | UNSET | N/A | N/A | FIXED | N/A | Downlights | UNSET | N/A | D5020210 | N/A | N/A | N/A | 0 | L1 | 0 | N/A | N/A | N/A | 0 | UNSET | UNSET | 0 | 0 | 0 | 0 | 0 | [9 empty] | N/A | Lighting - Fluorescent |  |  | 23.80.70.11.14.11 |  |  | B1 |  |  |  | 1291.669250 | Lighting - Dwelling Unit | 1 | L41B | 3 |  |  | 2900.000000 | 32 | [8 empty] | Metal - Paint Finish - Dark Gray, Matte | Glass - White, High Luminance | Metal - Chrome
1025 | 1E07 | 0 | 826172 | New Construction | N/A |  | 0 |  | 0 |  | 103330 | Point+HemiSpherical | 46097 |  | 53830 | REF TYPE MARK | 0 | B1 - 0610x1219mm | 0 | 86622 | 95740,95741,95742,95743,95744,95745,95746,103561,103562,103563,103564,103565,103566,103567,103568,103569 | 3dg6tDRA54OxNLWvKHl6AD | 1 |  | M_Troffer Light - Parabolic Rectangular:B1 - 0610x1219mm:B1 - 0610x1219mm:826172 |  | NO | N/A | 1025 | N/A | 16777215 | N/A | N/A | N/A | N/A | N/A |  | 120 V/1-80 VA | N/A | <not associated> | UNSET |  |  | Level: Level 1 | UNSET | F | 0 | 2.680000 |  | 861.112833 | 0 | 0.050000 |  |  |  | 1.200000 |  |  | T8, 1219mm, RAPID START, CRI=75 |  | N/A | UNSET | N/A | N/A | TRUE | N/A | 0 | N/A | 0 | 0 | 0 | 0 | 0 | UNSET | N/A | N/A | FIXED | N/A | Downlights | UNSET | N/A | D5020210 | N/A | N/A | N/A | 0 | L1 | 0 | N/A | N/A | N/A | 0 | UNSET | UNSET | 0 | 0 | 0 | 0 | 0 | [9 empty] | N/A | Lighting - Fluorescent |  |  | 23.80.70.11.14.11 |  |  | B1 |  |  |  | 1291.669250 | Lighting - Dwelling Unit | 1 | L41B | 3 |  |  | 2900.000000 | 32 | [8 empty] | Metal - Paint Finish - Dark Gray, Matte | Glass - White, High Luminance | Metal - Chrome
1026 | 1E07 | 0 | 826180 | New Construction | N/A |  | 0 |  | 0 |  | 103330 | Point+HemiSpherical | 46098 |  | 53831 | REF TYPE MARK | 0 | B1 - 0610x1219mm | 0 | 86621 | 95747,95748,95749,95750,95751,95752,95753,103561,103562,103563,103564,103565,103566,103567,103568,103569 | 3dg6tDRA54OxNLWvKHl6Br | 1 |  | M_Troffer Light - Parabolic Rectangular:B1 - 0610x1219mm:B1 - 0610x1219mm:826180 |  | NO | N/A | 1026 | N/A | 16777215 | N/A | N/A | N/A | N/A | N/A |  | 120 V/1-80 VA | N/A | <not associated> | UNSET |  |  | Level: Level 1 | UNSET | F | 0 | 2.680000 |  | 861.112833 | 0 | 0.050000 |  |  |  | 1.200000 |  |  | T8, 1219mm, RAPID START, CRI=75 |  | N/A | UNSET | N/A | N/A | TRUE | N/A | 0 | N/A | 0 | 0 | 0 | 0 | 0 | UNSET | N/A | N/A | FIXED | N/A | Downlights | UNSET | N/A | D5020210 | N/A | N/A | N/A | 0 | L1 | 0 | N/A | N/A | N/A | 0 | UNSET | UNSET | 0 | 0 | 0 | 0 | 0 | [9 empty] | N/A | Lighting - Fluorescent |  |  | 23.80.70.11.14.11 |  |  | B1 |  |  |  | 1291.669250 | Lighting - Dwelling Unit | 1 | L41B | 3 |  |  | 2900.000000 | 32 | [8 empty] | Metal - Paint Finish - Dark Gray, Matte | Glass - White, High Luminance | Metal - Chrome
1027 | 1E07 | 0 | 826190 | New Construction | N/A |  | 0 |  | 0 |  | 103330 | Point+HemiSpherical | 46099 |  | 53832 | REF TYPE MARK | 0 | B1 - 0610x1219mm | 0 | 86620 | 95754,95755,95756,95757,95758,95759,95760,103561,103562,103563,103564,103565,103566,103567,103568,103569 | 3dg6tDRA54OxNLWvKHl6B$ | 1 |  | M_Troffer Light - Parabolic Rectangular:B1 - 0610x1219mm:B1 - 0610x1219mm:826190 |  | NO | N/A | 1027 | N/A | 16777215 | N/A | N/A | N/A | N/A | N/A |  | 120 V/1-80 VA | N/A | <not associated> | UNSET |  |  | Level: Level 1 | UNSET | F | 0 | 2.680000 |  | 861.112833 | 0 | 0.050000 |  |  |  | 1.200000 |  |  | T8, 1219mm, RAPID START, CRI=75 |  | N/A | UNSET | N/A | N/A | TRUE | N/A | 0 | N/A | 0 | 0 | 0 | 0 | 0 | UNSET | N/A | N/A | FIXED | N/A | Downlights | UNSET | N/A | D5020210 | N/A | N/A | N/A | 0 | L1 | 0 | N/A | N/A | N/A | 0 | UNSET | UNSET | 0 | 0 | 0 | 0 | 0 | [9 empty] | N/A | Lighting - Fluorescent |  |  | 23.80.70.11.14.11 |  |  | B1 |  |  |  | 1291.669250 | Lighting - Dwelling Unit | 1 | L41B | 3 |  |  | 2900.000000 | 32 | [8 empty] | Metal - Paint Finish - Dark Gray, Matte | Glass - White, High Luminance | Metal - Chrome
1368 | 1E07 |  | 814134 | New Construction | N/A | [5 empty] | 103330 |  | 46037 |  | 43298 |  |  | Single Pole | 0 |  | 95375,95376,95377,95378,95379,95380,103554,103555,103556,103557,103558,103559 | 0FXKOTtYf3kRrcedvXFXxu | 1 |  | M_Lighting Switches:Single Pole:Single Pole:814134 |  |  | N/A | 1368 | N/A |  | N/A | N/A | N/A | N/A | N/A |  | 120 V/1-0 VA | N/A | Linked Revit Model : Clinic_A.rvt |  |  |  | Level: Level 1 |  |  |  | 1.200000 |  | 0.000000 | [5 empty] | 1.200000 |  |  |  |  | N/A | UNSET | N/A | N/A | TRUE | N/A | 0 | N/A | 0 | 0 | 0 | 0 | 0 | UNSET | N/A | N/A | FIXED | N/A | Switches | UNSET | N/A |  | N/A | N/A | N/A | 0 | L1 | 0 | N/A | N/A | N/A | 0 | [16 empty] | N/A |  |  |  | 23.80.50.11.14 | [7 empty] | Other |  | L41B | 3 | [5 empty] | 1291.669250 | 0.000000
1369 | 1E07 |  | 814259 | New Construction | N/A | [5 empty] | 103330 |  | 46038 |  | 43299 |  |  | Single Pole | 0 |  | 95381,95382,95383,95384,95385,95386,103554,103555,103556,103557,103558,103559 | 0FXKOTtYf3kRrcedvXFXvz | 1 |  | M_Lighting Switches:Single Pole:Single Pole:814259 |  |  | N/A | 1369 | N/A |  | N/A | N/A | N/A | N/A | N/A |  | 120 V/1-0 VA | N/A | Linked Revit Model : Clinic_A.rvt |  |  |  | Level: Level 1 |  |  |  | 1.200000 |  | 0.000000 | [5 empty] | 1.200000 |  |  |  |  | N/A | UNSET | N/A | N/A | TRUE | N/A | 0 | N/A | 0 | 0 | 0 | 0 | 0 | UNSET | N/A | N/A | FIXED | N/A | Switches | UNSET | N/A |  | N/A | N/A | N/A | 0 | L1 | 0 | N/A | N/A | N/A | 0 | [16 empty] | N/A |  |  |  | 23.80.50.11.14 | [7 empty] | Other |  | L41B | 3 | [5 empty] | 1291.669250 | 0.000000
1926 | 1E07 |  | 902558 | New Construction | N/A | [5 empty] | 103330 |  | 46594 |  | 43824 |  |  | Standard | 0 |  | 98796,98797,98798,98799,98800,98801,103571,103572,103573,103574,103575 | 0Oe4W3Rwf1Dht7uPdCMSUf | 1 |  | M_Duplex Receptacle:Standard:Standard:902558 |  |  | N/A | 1926 | N/A |  | N/A | N/A | N/A | N/A | N/A |  | 120 V/1-180 VA | N/A | Linked Revit Model : Clinic_A.rvt | UNSET |  |  | Level: Level 1 |  |  |  | 0.500000 | [7 empty] | 0.460000 |  |  |  |  | N/A | UNSET | N/A | N/A | TRUE | N/A | 0 | N/A | 0 | 0 | 0 | 0 | 0 | UNSET | N/A | N/A | FIXED | N/A | Ground Fault Receptacles | UNSET | N/A |  | N/A | N/A | N/A | 0 | L1 | 0 | N/A | N/A | N/A | 0 | [16 empty] | N/A |  |  |  | 23.80.50.11.17 | [7 empty] | Receptacle |  | N21E2 | 1 | [5 empty] | 1291.669250 | 0.000000 | 352 | 1937.503875 | TRUE
1927 | 1E07 |  | 902631 | New Construction | N/A | [5 empty] | 103330 |  | 46595 |  | 43825 |  |  | Standard | 0 |  | 98802,98803,98804,98805,98806,98807,103571,103572,103573,103574,103575 | 0Oe4W3Rwf1Dht7uPdCMSVG | 1 |  | M_Duplex Receptacle:Standard:Standard:902631 |  |  | N/A | 1927 | N/A |  | N/A | N/A | N/A | N/A | N/A |  | 120 V/1-180 VA | N/A | Linked Revit Model : Clinic_A.rvt | UNSET |  |  | Level: Level 1 |  |  |  | 0.500000 | [7 empty] | 0.460000 |  |  |  |  | N/A | UNSET | N/A | N/A | TRUE | N/A | 0 | N/A | 0 | 0 | 0 | 0 | 0 | UNSET | N/A | N/A | FIXED | N/A | Ground Fault Receptacles | UNSET | N/A |  | N/A | N/A | N/A | 0 | L1 | 0 | N/A | N/A | N/A | 0 | [16 empty] | N/A |  |  |  | 23.80.50.11.17 | [7 empty] | Receptacle |  | N21E2 | 1 | [5 empty] | 1291.669250 | 0.000000 | 353 | 1937.503875 | TRUE
1932 | 1E07 |  | 902975 | New Construction | N/A | [5 empty] | 103330 |  | 46600 |  | 43830 |  |  | Standard | 0 |  | 98832,98833,98834,98835,98836,98837,103571,103572,103573,103574,103575 | 0Oe4W3Rwf1Dht7uPdCMSK8 | 1 |  | M_Duplex Receptacle:Standard:Standard:902975 |  |  | N/A | 1932 | N/A |  | N/A | N/A | N/A | N/A | N/A |  | 120 V/1-180 VA | N/A | Linked Revit Model : Clinic_A.rvt | UNSET |  |  | Level: Level 1 |  |  |  | 0.500000 | [7 empty] | 0.460000 |  |  |  |  | N/A | UNSET | N/A | N/A | TRUE | N/A | 0 | N/A | 0 | 0 | 0 | 0 | 0 | UNSET | N/A | N/A | FIXED | N/A | Ground Fault Receptacles | UNSET | N/A |  | N/A | N/A | N/A | 0 | L1 | 0 | N/A | N/A | N/A | 0 | [16 empty] | N/A |  |  |  | 23.80.50.11.17 | [7 empty] | Receptacle |  | N21E2 | 1 | [5 empty] | 1291.669250 | 0.000000 | 358 | 1937.503875 | TRUE
1933 | 1E07 |  | 903030 | New Construction | N/A | [5 empty] | 103330 |  | 46601 |  | 43831 |  |  | Standard | 0 |  | 98838,98839,98840,98841,98842,98843,103571,103572,103573,103574,103575 | 0Oe4W3Rwf1Dht7uPdCMSL1 | 1 |  | M_Duplex Receptacle:Standard:Standard:903030 |  |  | N/A | 1933 | N/A |  | N/A | N/A | N/A | N/A | N/A |  | 120 V/1-180 VA | N/A | Linked Revit Model : Clinic_A.rvt | UNSET |  |  | Level: Level 1 |  |  |  | 0.500000 | [7 empty] | 0.460000 |  |  |  |  | N/A | UNSET | N/A | N/A | TRUE | N/A | 0 | N/A | 0 | 0 | 0 | 0 | 0 | UNSET | N/A | N/A | FIXED | N/A | Ground Fault Receptacles | UNSET | N/A |  | N/A | N/A | N/A | 0 | L1 | 0 | N/A | N/A | N/A | 0 | [16 empty] | N/A |  |  |  | 23.80.50.11.17 | [7 empty] | Receptacle |  | N21E2 | 1 | [5 empty] | 1291.669250 | 0.000000 | 359 | 1937.503875 | TRUE
377 | 1E08 | 0 | 738539 | New Construction | N/A |  | 0 |  | 0 |  | 103246 | Point+HemiSpherical | 45176 |  | 53047 | REF TYPE MARK | 0 | F1 - 0610x1219mm | 0 | 87266 | 89350,89351,89352,89353,89354,89355,89356,91321,91329,91330,91338,91339,91347,91348,91356,102923 | 23zemjdlrEywu0vwSxM2B6 | 1 |  | M_Troffer Light - Parabolic Rectangular:F1 - 0610x1219mm:F1 - 0610x1219mm:738539 |  | NO | N/A | 377 | N/A | 16777215 | N/A | N/A | N/A | N/A | N/A |  | 120 V/1-80 VA | N/A | <not associated> | UNSET |  |  | Level: Level 1 | UNSET | F | 0 | 2.680000 |  | 861.112833 | 0 | 0.050000 |  |  |  | 1.200000 |  |  | T8, 1219mm, RAPID START, CRI=75 |  | N/A | UNSET | N/A | N/A | TRUE | N/A | 0 | N/A | 0 | 0 | 0 | 0 | 0 | UNSET | N/A | N/A | FIXED | N/A | Downlights | UNSET | N/A | D5020210 | N/A | N/A | N/A | 0 | L1 | 0 | N/A | N/A | N/A | 0 | UNSET | UNSET | 0 | 0 | 0 | 0 | 0 | [9 empty] | N/A | Lighting - Fluorescent |  |  | 23.80.70.11.14.11 |  |  | F1 |  |  |  | 1291.669250 | Lighting - Dwelling Unit | 1 | L41B | 3 |  |  | 2900.000000 | 32 | [8 empty] | Metal - Paint Finish - Dark Gray, Matte | Glass - White, High Luminance | Metal - Chrome
378 | 1E08 | 0 | 738547 | New Construction | N/A |  | 0 |  | 0 |  | 103246 | Point+HemiSpherical | 45177 |  | 53048 | REF TYPE MARK | 0 | B1 - 0610x1219mm | 0 | 87265 | 89357,89358,89359,89360,89361,89362,89363,103561,103562,103563,103564,103565,103566,103567,103568,103569 | 23zemjdlrEywu0vwSxM2BU | 1 |  | M_Troffer Light - Parabolic Rectangular:B1 - 0610x1219mm:B1 - 0610x1219mm:738547 |  | NO | N/A | 378 | N/A | 16777215 | N/A | N/A | N/A | N/A | N/A |  | 120 V/1-80 VA | N/A | <not associated> | UNSET |  |  | Level: Level 1 | UNSET | F | 0 | 2.680000 |  | 861.112833 | 0 | 0.050000 |  |  |  | 1.200000 |  |  | T8, 1219mm, RAPID START, CRI=75 |  | N/A | UNSET | N/A | N/A | TRUE | N/A | 0 | N/A | 0 | 0 | 0 | 0 | 0 | UNSET | N/A | N/A | FIXED | N/A | Downlights | UNSET | N/A | D5020210 | N/A | N/A | N/A | 0 | L1 | 0 | N/A | N/A | N/A | 0 | UNSET | UNSET | 0 | 0 | 0 | 0 | 0 | [9 empty] | N/A | Lighting - Fluorescent |  |  | 23.80.70.11.14.11 |  |  | B1 |  |  |  | 1291.669250 | Lighting - Dwelling Unit | 1 | L41B | 3 |  |  | 2900.000000 | 32 | [8 empty] | Metal - Paint Finish - Dark Gray, Matte | Glass - White, High Luminance | Metal - Chrome
1936 | 1E08 |  | 903125 | New Construction | N/A | [5 empty] | 103246 |  | 46604 |  | 43834 |  |  | Standard | 0 |  | 98856,98857,98858,98859,98860,98861,103571,103572,103573,103574,103575 | 0Oe4W3Rwf1Dht7uPdCMSNY | 1 |  | M_Duplex Receptacle:Standard:Standard:903125 |  |  | N/A | 1936 | N/A |  | N/A | N/A | N/A | N/A | N/A |  | 120 V/1-180 VA | N/A | Linked Revit Model : Clinic_A.rvt | UNSET |  |  | Level: Level 1 |  |  |  | 0.500000 | [7 empty] | 0.460000 |  |  |  |  | N/A | UNSET | N/A | N/A | TRUE | N/A | 0 | N/A | 0 | 0 | 0 | 0 | 0 | UNSET | N/A | N/A | FIXED | N/A | Ground Fault Receptacles | UNSET | N/A |  | N/A | N/A | N/A | 0 | L1 | 0 | N/A | N/A | N/A | 0 | [16 empty] | N/A |  |  |  | 23.80.50.11.17 | [7 empty] | Receptacle |  | N21E2 | 3 | [5 empty] | 1291.669250 | 0.000000 | 362 | 1937.503875 | TRUE
1937 | 1E08 |  | 903176 | New Construction | N/A | [5 empty] | 103246 |  | 46605 |  | 43835 |  |  | Standard | 0 |  | 98862,98863,98864,98865,98866,98867,103571,103572,103573,103574,103575 | 0Oe4W3Rwf1Dht7uPdCMSe$ | 1 |  | M_Duplex Receptacle:Standard:Standard:903176 |  |  | N/A | 1937 | N/A |  | N/A | N/A | N/A | N/A | N/A |  | 120 V/1-180 VA | N/A | Linked Revit Model : Clinic_A.rvt | UNSET |  |  | Level: Level 1 |  |  |  | 0.500000 | [7 empty] | 0.460000 |  |  |  |  | N/A | UNSET | N/A | N/A | TRUE | N/A | 0 | N/A | 0 | 0 | 0 | 0 | 0 | UNSET | N/A | N/A | FIXED | N/A | Ground Fault Receptacles | UNSET | N/A |  | N/A | N/A | N/A | 0 | L1 | 0 | N/A | N/A | N/A | 0 | [16 empty] | N/A |  |  |  | 23.80.50.11.17 | [7 empty] | Receptacle |  | N21E2 | 3 | [5 empty] | 1291.669250 | 0.000000 | 363 | 1937.503875 | TRUE
1962 | 1E08 |  | 906309 | New Construction | N/A | [5 empty] | 103246 |  | 46631 |  | 43860 |  |  | Standard | 0 |  | 99012,99013,99014,99015,99016,99017,103571,103572,103573,103574,103575 | 0Oe4W3Rwf1Dht7uPdCMTPo | 1 |  | M_Duplex Receptacle:Standard:Standard:906309 |  |  | N/A | 1962 | N/A |  | N/A | N/A | N/A | N/A | N/A |  | 120 V/1-180 VA | N/A | Linked Revit Model : Clinic_A.rvt | UNSET |  |  | Level: Level 1 |  |  |  | 0.500000 | [7 empty] | 0.460000 |  |  |  |  | N/A | UNSET | N/A | N/A | TRUE | N/A | 0 | N/A | 0 | 0 | 0 | 0 | 0 | UNSET | N/A | N/A | FIXED | N/A | Ground Fault Receptacles | UNSET | N/A |  | N/A | N/A | N/A | 0 | L1 | 0 | N/A | N/A | N/A | 0 | [16 empty] | N/A |  |  |  | 23.80.50.11.17 | [7 empty] | Receptacle |  | N21E2 | 3 | [5 empty] | 1291.669250 | 0.000000 | 388 | 1937.503875 | TRUE
1963 | 1E08 |  | 906404 | New Construction | N/A | [5 empty] | 103246 |  | 46632 |  | 43861 |  |  | Standard | 0 |  | 99018,99019,99020,99021,99022,99023,103571,103572,103573,103574,103575 | 0Oe4W3Rwf1Dht7uPdCMTQJ | 1 |  | M_Duplex Receptacle:Standard:Standard:906404 |  |  | N/A | 1963 | N/A |  | N/A | N/A | N/A | N/A | N/A |  | 120 V/1-180 VA | N/A | Linked Revit Model : Clinic_A.rvt | UNSET |  |  | Level: Level 1 |  |  |  | 0.500000 | [7 empty] | 0.460000 |  |  |  |  | N/A | UNSET | N/A | N/A | TRUE | N/A | 0 | N/A | 0 | 0 | 0 | 0 | 0 | UNSET | N/A | N/A | FIXED | N/A | Ground Fault Receptacles | UNSET | N/A |  | N/A | N/A | N/A | 0 | L1 | 0 | N/A | N/A | N/A | 0 | [16 empty] | N/A |  |  |  | 23.80.50.11.17 | [7 empty] | Receptacle |  | N21E2 | 3 | [5 empty] | 1291.669250 | 0.000000 | 389 | 1937.503875 | TRUE
1964 | 1E08 |  | 906447 | New Construction | N/A | [5 empty] | 103246 |  | 46633 |  | 43862 |  |  | Standard | 0 |  | 99024,99025,99026,99027,99028,99029,103571,103572,103573,103574,103575 | 0Oe4W3Rwf1Dht7uPdCMTRu | 1 |  | M_Duplex Receptacle:Standard:Standard:906447 |  |  | N/A | 1964 | N/A |  | N/A | N/A | N/A | N/A | N/A |  | 120 V/1-180 VA | N/A | Linked Revit Model : Clinic_A.rvt | UNSET |  |  | Level: Level 1 |  |  |  | 0.500000 | [7 empty] | 0.460000 |  |  |  |  | N/A | UNSET | N/A | N/A | TRUE | N/A | 0 | N/A | 0 | 0 | 0 | 0 | 0 | UNSET | N/A | N/A | FIXED | N/A | Ground Fault Receptacles | UNSET | N/A |  | N/A | N/A | N/A | 0 | L1 | 0 | N/A | N/A | N/A | 0 | [16 empty] | N/A |  |  |  | 23.80.50.11.17 | [7 empty] | Receptacle |  | N21E2 | 30 | [5 empty] | 1291.669250 | 0.000000 | 390 | 1937.503875 | TRUE
646 | 1E09 | 0 | 743492 | New Construction | N/A |  | 0 |  | 0 |  | 103008 | Point+HemiSpherical | 45445 |  | 53316 | REF TYPE MARK | 0 | B3 - 610x610mm | 0 | 86997 | 91286,91287,91288,91289,91290,91291,91292,103543,103544,103545,103546,103547,103548,103549,103550,103551 | 312$WHH7b36fc6XaYoDlCx | 1 |  | M_Troffer Light - Parabolic Square:B3 - 610x610mm:B3 - 610x610mm:743492 |  | NO | N/A | 646 | N/A | 16777215 | N/A | N/A | N/A | N/A | N/A |  | 120 V/1-40 VA | N/A | Linked Revit Model : Clinic_A.rvt | UNSET |  |  | Level: Level 1 | UNSET | F | 0 | 2.680000 |  | 430.556417 | 0 | 0.050000 |  |  |  | 1.200000 |  |  | U-SHAPED, CRI=75 |  | N/A | UNSET | N/A | N/A | TRUE | N/A | 0 | N/A | 0 | 0 | 0 | 0 | 0 | UNSET | N/A | N/A | FIXED | N/A | Downlights | UNSET | N/A |  | N/A | N/A | N/A | 0 | L1 | 0 | N/A | N/A | N/A | 0 | UNSET | UNSET | 0 | 0 | 0 | 0 | 0 | [9 empty] | N/A |  |  |  | 23.80.70.11.14.11 |  |  | B3 |  |  |  | 1291.669250 | Lighting - Dwelling Unit | 1 | L41B | 3 |  |  | 3150.000000 | 32 | [8 empty] | Metal - Paint Finish - Dark Gray, Matte | Glass - White, High Luminance | Metal - Chrome
1366 | 1E09 |  | 813945 | New Construction | N/A | [5 empty] | 103008 |  | 46035 |  | 43296 |  |  | Single Pole | 0 |  | 95363,95364,95365,95366,95367,95368,103554,103555,103556,103557,103558,103559 | 0FXKOTtYf3kRrcedvXFXct | 1 |  | M_Lighting Switches:Single Pole:Single Pole:813945 |  |  | N/A | 1366 | N/A |  | N/A | N/A | N/A | N/A | N/A |  | 120 V/1-0 VA | N/A | Linked Revit Model : Clinic_A.rvt |  |  |  | Level: Level 1 |  |  |  | 1.200000 |  | 0.000000 | [5 empty] | 1.200000 |  |  |  |  | N/A | UNSET | N/A | N/A | TRUE | N/A | 0 | N/A | 0 | 0 | 0 | 0 | 0 | UNSET | N/A | N/A | FIXED | N/A | Switches | UNSET | N/A |  | N/A | N/A | N/A | 0 | L1 | 0 | N/A | N/A | N/A | 0 | [16 empty] | N/A |  |  |  | 23.80.50.11.14 | [7 empty] | Other |  | L41B | 3 | [5 empty] | 1291.669250 | 0.000000
1925 | 1E09 |  | 902383 | New Construction | N/A | [5 empty] | 103008 |  | 46593 |  | 43823 |  |  | Standard | 0 |  | 98790,98791,98792,98793,98794,98795,103571,103572,103573,103574,103575 | 0Oe4W3Rwf1Dht7uPdCMSRO | 1 |  | M_Duplex Receptacle:Standard:Standard:902383 |  |  | N/A | 1925 | N/A |  | N/A | N/A | N/A | N/A | N/A |  | 120 V/1-180 VA | N/A | Linked Revit Model : Clinic_A.rvt | UNSET |  |  | Level: Level 1 |  |  |  | 0.500000 | [7 empty] | 0.460000 |  |  |  |  | N/A | UNSET | N/A | N/A | TRUE | N/A | 0 | N/A | 0 | 0 | 0 | 0 | 0 | UNSET | N/A | N/A | FIXED | N/A | Ground Fault Receptacles | UNSET | N/A |  | N/A | N/A | N/A | 0 | L1 | 0 | N/A | N/A | N/A | 0 | [16 empty] | N/A |  |  |  | 23.80.50.11.17 | [7 empty] | Receptacle |  | N21E2 | 1 | [5 empty] | 1291.669250 | 0.000000 | 351 | 1937.503875 | TRUE
645 | 1E10 | 0 | 743484 | New Construction | N/A |  | 0 |  | 0 |  | 103007 | Point+HemiSpherical | 45444 |  | 53315 | REF TYPE MARK | 0 | B3 - 610x610mm | 0 | 86998 | 91279,91280,91281,91282,91283,91284,91285,103543,103544,103545,103546,103547,103548,103549,103550,103551 | 312$WHH7b36fc6XaYoDlD3 | 1 |  | M_Troffer Light - Parabolic Square:B3 - 610x610mm:B3 - 610x610mm:743484 |  | NO | N/A | 645 | N/A | 16777215 | N/A | N/A | N/A | N/A | N/A |  | 120 V/1-40 VA | N/A | Linked Revit Model : Clinic_A.rvt | UNSET |  |  | Level: Level 1 | UNSET | F | 0 | 2.680000 |  | 430.556417 | 0 | 0.050000 |  |  |  | 1.200000 |  |  | U-SHAPED, CRI=75 |  | N/A | UNSET | N/A | N/A | TRUE | N/A | 0 | N/A | 0 | 0 | 0 | 0 | 0 | UNSET | N/A | N/A | FIXED | N/A | Downlights | UNSET | N/A |  | N/A | N/A | N/A | 0 | L1 | 0 | N/A | N/A | N/A | 0 | UNSET | UNSET | 0 | 0 | 0 | 0 | 0 | [9 empty] | N/A |  |  |  | 23.80.70.11.14.11 |  |  | B3 |  |  |  | 1291.669250 | Lighting - Dwelling Unit | 1 | L41B | 3 |  |  | 3150.000000 | 32 | [8 empty] | Metal - Paint Finish - Dark Gray, Matte | Glass - White, High Luminance | Metal - Chrome
1367 | 1E10 |  | 814012 | New Construction | N/A | [5 empty] | 103007 |  | 46036 |  | 43297 |  |  | Single Pole | 0 |  | 95369,95370,95371,95372,95373,95374,103554,103555,103556,103557,103558,103559 | 0FXKOTtYf3kRrcedvXFXbo | 1 |  | M_Lighting Switches:Single Pole:Single Pole:814012 |  |  | N/A | 1367 | N/A |  | N/A | N/A | N/A | N/A | N/A |  | 120 V/1-0 VA | N/A | Linked Revit Model : Clinic_A.rvt |  |  |  | Level: Level 1 |  |  |  | 1.200000 |  | 0.000000 | [5 empty] | 1.200000 |  |  |  |  | N/A | UNSET | N/A | N/A | TRUE | N/A | 0 | N/A | 0 | 0 | 0 | 0 | 0 | UNSET | N/A | N/A | FIXED | N/A | Switches | UNSET | N/A |  | N/A | N/A | N/A | 0 | L1 | 0 | N/A | N/A | N/A | 0 | [16 empty] | N/A |  |  |  | 23.80.50.11.14 | [7 empty] | Other |  | L41B | 3 | [5 empty] | 1291.669250 | 0.000000
1924 | 1E10 |  | 902340 | New Construction | N/A | [5 empty] | 103007 |  | 46592 |  | 43822 |  |  | Standard | 0 |  | 98784,98785,98786,98787,98788,98789,103571,103572,103573,103574,103575 | 0Oe4W3Rwf1Dht7uPdCMSRp | 1 |  | M_Duplex Receptacle:Standard:Standard:902340 |  |  | N/A | 1924 | N/A |  | N/A | N/A | N/A | N/A | N/A |  | 120 V/1-180 VA | N/A | Linked Revit Model : Clinic_A.rvt | UNSET |  |  | Level: Level 1 |  |  |  | 0.500000 | [7 empty] | 0.460000 |  |  |  |  | N/A | UNSET | N/A | N/A | TRUE | N/A | 0 | N/A | 0 | 0 | 0 | 0 | 0 | UNSET | N/A | N/A | FIXED | N/A | Ground Fault Receptacles | UNSET | N/A |  | N/A | N/A | N/A | 0 | L1 | 0 | N/A | N/A | N/A | 0 | [16 empty] | N/A |  |  |  | 23.80.50.11.17 | [7 empty] | Receptacle |  | N21E2 | 1 | [5 empty] | 1291.669250 | 0.000000 | 350 | 1937.503875 | TRUE
387 | 1E11 | 0 | 738653 | New Construction | N/A |  | 0 |  | 0 |  | 103329 | Point+HemiSpherical | 45186 |  | 53057 | REF TYPE MARK | 0 | B1 - 0610x1219mm | 0 | 87256 | 89420,89421,89422,89423,89424,89425,89426,103561,103562,103563,103564,103565,103566,103567,103568,103569 | 1VtcqOrav5Tvkak81kVRpA | 1 |  | M_Troffer Light - Parabolic Rectangular:B1 - 0610x1219mm:B1 - 0610x1219mm:738653 |  | NO | N/A | 387 | N/A | 16777215 | N/A | N/A | N/A | N/A | N/A |  | 120 V/1-80 VA | N/A | <not associated> | UNSET |  |  | Level: Level 1 | UNSET | F | 0 | 2.680000 |  | 861.112833 | 0 | 0.050000 |  |  |  | 1.200000 |  |  | T8, 1219mm, RAPID START, CRI=75 |  | N/A | UNSET | N/A | N/A | TRUE | N/A | 0 | N/A | 0 | 0 | 0 | 0 | 0 | UNSET | N/A | N/A | FIXED | N/A | Downlights | UNSET | N/A | D5020210 | N/A | N/A | N/A | 0 | L1 | 0 | N/A | N/A | N/A | 0 | UNSET | UNSET | 0 | 0 | 0 | 0 | 0 | [9 empty] | N/A | Lighting - Fluorescent |  |  | 23.80.70.11.14.11 |  |  | B1 |  |  |  | 1291.669250 | Lighting - Dwelling Unit | 1 | L41B | 3 |  |  | 2900.000000 | 32 | [8 empty] | Metal - Paint Finish - Dark Gray, Matte | Glass - White, High Luminance | Metal - Chrome
388 | 1E11 | 0 | 738661 | New Construction | N/A |  | 0 |  | 0 |  | 103329 | Point+HemiSpherical | 45187 |  | 53058 | REF TYPE MARK | 0 | B1 - 0610x1219mm | 0 | 87255 | 89427,89428,89429,89430,89431,89432,89433,103561,103562,103563,103564,103565,103566,103567,103568,103569 | 1VtcqOrav5Tvkak81kVRpo | 1 |  | M_Troffer Light - Parabolic Rectangular:B1 - 0610x1219mm:B1 - 0610x1219mm:738661 |  | NO | N/A | 388 | N/A | 16777215 | N/A | N/A | N/A | N/A | N/A |  | 120 V/1-80 VA | N/A | <not associated> | UNSET |  |  | Level: Level 1 | UNSET | F | 0 | 2.680000 |  | 861.112833 | 0 | 0.050000 |  |  |  | 1.200000 |  |  | T8, 1219mm, RAPID START, CRI=75 |  | N/A | UNSET | N/A | N/A | TRUE | N/A | 0 | N/A | 0 | 0 | 0 | 0 | 0 | UNSET | N/A | N/A | FIXED | N/A | Downlights | UNSET | N/A | D5020210 | N/A | N/A | N/A | 0 | L1 | 0 | N/A | N/A | N/A | 0 | UNSET | UNSET | 0 | 0 | 0 | 0 | 0 | [9 empty] | N/A | Lighting - Fluorescent |  |  | 23.80.70.11.14.11 |  |  | B1 |  |  |  | 1291.669250 | Lighting - Dwelling Unit | 1 | L41B | 3 |  |  | 2900.000000 | 32 | [8 empty] | Metal - Paint Finish - Dark Gray, Matte | Glass - White, High Luminance | Metal - Chrome
1365 | 1E11 |  | 813556 | New Construction | N/A | [5 empty] | 103329 |  | 46034 |  | 43295 |  |  | Single Pole | 0 |  | 95357,95358,95359,95360,95361,95362,103554,103555,103556,103557,103558,103559 | 0FXKOTtYf3kRrcedvXFXiw | 1 |  | M_Lighting Switches:Single Pole:Single Pole:813556 |  |  | N/A | 1365 | N/A |  | N/A | N/A | N/A | N/A | N/A |  | 120 V/1-0 VA | N/A | Linked Revit Model : Clinic_A.rvt |  |  |  | Level: Level 1 |  |  |  | 1.200000 |  | 0.000000 | [5 empty] | 1.200000 |  |  |  |  | N/A | UNSET | N/A | N/A | TRUE | N/A | 0 | N/A | 0 | 0 | 0 | 0 | 0 | UNSET | N/A | N/A | FIXED | N/A | Switches | UNSET | N/A |  | N/A | N/A | N/A | 0 | L1 | 0 | N/A | N/A | N/A | 0 | [16 empty] | N/A |  |  |  | 23.80.50.11.14 | [7 empty] | Other |  | L41B | 3 | [5 empty] | 1291.669250 | 0.000000
1928 | 1E11 |  | 902668 | New Construction | N/A | [5 empty] | 103329 |  | 46596 |  | 43826 |  |  | Standard | 0 |  | 98808,98809,98810,98811,98812,98813,103571,103572,103573,103574,103575 | 0Oe4W3Rwf1Dht7uPdCMSGx | 1 |  | M_Duplex Receptacle:Standard:Standard:902668 |  |  | N/A | 1928 | N/A |  | N/A | N/A | N/A | N/A | N/A |  | 120 V/1-180 VA | N/A | Linked Revit Model : Clinic_A.rvt | UNSET |  |  | Level: Level 1 |  |  |  | 0.650000 | [7 empty] | 0.460000 |  |  |  |  | N/A | UNSET | N/A | N/A | TRUE | N/A | 0 | N/A | 0 | 0 | 0 | 0 | 0 | UNSET | N/A | N/A | FIXED | N/A | Ground Fault Receptacles | UNSET | N/A |  | N/A | N/A | N/A | 0 | L1 | 0 | N/A | N/A | N/A | 0 | [16 empty] | N/A |  |  |  | 23.80.50.11.17 | [7 empty] | Receptacle |  | N21E2 | 31 | [5 empty] | 1291.669250 | 0.000000 | 354 | 1937.503875 | TRUE
1929 | 1E11 |  | 902759 | New Construction | N/A | [5 empty] | 103329 |  | 46597 |  | 43827 |  |  | Standard | 0 |  | 98814,98815,98816,98817,98818,98819,103571,103572,103573,103574,103575 | 0Oe4W3Rwf1Dht7uPdCMSHG | 1 |  | M_Duplex Receptacle:Standard:Standard:902759 |  |  | N/A | 1929 | N/A |  | N/A | N/A | N/A | N/A | N/A |  | 120 V/1-180 VA | N/A | Linked Revit Model : Clinic_A.rvt | UNSET |  |  | Level: Level 1 |  |  |  | 0.650000 | [7 empty] | 0.460000 |  |  |  |  | N/A | UNSET | N/A | N/A | TRUE | N/A | 0 | N/A | 0 | 0 | 0 | 0 | 0 | UNSET | N/A | N/A | FIXED | N/A | Ground Fault Receptacles | UNSET | N/A |  | N/A | N/A | N/A | 0 | L1 | 0 | N/A | N/A | N/A | 0 | [16 empty] | N/A |  |  |  | 23.80.50.11.17 | [7 empty] | Receptacle |  | N21E2 | 31 | [5 empty] | 1291.669250 | 0.000000 | 355 | 1937.503875 | TRUE
1930 | 1E11 |  | 902812 | New Construction | N/A | [5 empty] | 103329 |  | 46598 |  | 43828 |  |  | Standard | 0 |  | 98820,98821,98822,98823,98824,98825,103571,103572,103573,103574,103575 | 0Oe4W3Rwf1Dht7uPdCMSIh | 1 |  | M_Duplex Receptacle:Standard:Standard:902812 |  |  | N/A | 1930 | N/A |  | N/A | N/A | N/A | N/A | N/A |  | 120 V/1-180 VA | N/A | Linked Revit Model : Clinic_A.rvt | UNSET |  |  | Level: Level 1 |  |  |  | 0.500000 | [7 empty] | 0.460000 |  |  |  |  | N/A | UNSET | N/A | N/A | TRUE | N/A | 0 | N/A | 0 | 0 | 0 | 0 | 0 | UNSET | N/A | N/A | FIXED | N/A | Ground Fault Receptacles | UNSET | N/A |  | N/A | N/A | N/A | 0 | L1 | 0 | N/A | N/A | N/A | 0 | [16 empty] | N/A |  |  |  | 23.80.50.11.17 | [7 empty] | Receptacle |  | N21E2 | 31 | [5 empty] | 1291.669250 | 0.000000 | 356 | 1937.503875 | TRUE
1931 | 1E11 |  | 902866 | New Construction | N/A | [5 empty] | 103329 |  | 46599 |  | 43829 |  |  | Standard | 0 |  | 98826,98827,98828,98829,98830,98831,103571,103572,103573,103574,103575 | 0Oe4W3Rwf1Dht7uPdCMSJb | 1 |  | M_Duplex Receptacle:Standard:Standard:902866 |  |  | N/A | 1931 | N/A |  | N/A | N/A | N/A | N/A | N/A |  | 120 V/1-180 VA | N/A | Linked Revit Model : Clinic_A.rvt | UNSET |  |  | Level: Level 1 |  |  |  | 0.500000 | [7 empty] | 0.460000 |  |  |  |  | N/A | UNSET | N/A | N/A | TRUE | N/A | 0 | N/A | 0 | 0 | 0 | 0 | 0 | UNSET | N/A | N/A | FIXED | N/A | Ground Fault Receptacles | UNSET | N/A |  | N/A | N/A | N/A | 0 | L1 | 0 | N/A | N/A | N/A | 0 | [16 empty] | N/A |  |  |  | 23.80.50.11.17 | [7 empty] | Receptacle |  | N21E2 | 30 | [5 empty] | 1291.669250 | 0.000000 | 357 | 1937.503875 | TRUE
1965 | 1E11 |  | 906563 | New Construction | N/A | [5 empty] | 103329 |  | 46634 |  | 43863 |  |  | Standard | 0 |  | 99030,99031,99032,99033,99034,99035,103571,103572,103573,103574,103575 | 0Oe4W3Rwf1Dht7uPdCMTTq | 1 |  | M_Duplex Receptacle:Standard:Standard:906563 |  |  | N/A | 1965 | N/A |  | N/A | N/A | N/A | N/A | N/A |  | 120 V/1-180 VA | N/A | Linked Revit Model : Clinic_A.rvt | UNSET |  |  | Level: Level 1 |  |  |  | 0.500000 | [7 empty] | 0.460000 |  |  |  |  | N/A | UNSET | N/A | N/A | TRUE | N/A | 0 | N/A | 0 | 0 | 0 | 0 | 0 | UNSET | N/A | N/A | FIXED | N/A | Ground Fault Receptacles | UNSET | N/A |  | N/A | N/A | N/A | 0 | L1 | 0 | N/A | N/A | N/A | 0 | [16 empty] | N/A |  |  |  | 23.80.50.11.17 | [7 empty] | Receptacle |  | N21E2 | 30 | [5 empty] | 1291.669250 | 0.000000 | 391 | 1937.503875 | TRUE
1966 | 1E11 |  | 906679 | New Construction | N/A | [5 empty] | 103329 |  | 46635 |  | 43864 |  |  | Standard | 0 |  | 99036,99037,99038,99039,99040,99041,103571,103572,103573,103574,103575 | 0Oe4W3Rwf1Dht7uPdCMTU0 | 1 |  | M_Duplex Receptacle:Standard:Standard:906679 |  |  | N/A | 1966 | N/A |  | N/A | N/A | N/A | N/A | N/A |  | 120 V/1-180 VA | N/A | Linked Revit Model : Clinic_A.rvt | UNSET |  |  | Level: Level 1 |  |  |  | 0.500000 | [7 empty] | 0.460000 |  |  |  |  | N/A | UNSET | N/A | N/A | TRUE | N/A | 0 | N/A | 0 | 0 | 0 | 0 | 0 | UNSET | N/A | N/A | FIXED | N/A | Ground Fault Receptacles | UNSET | N/A |  | N/A | N/A | N/A | 0 | L1 | 0 | N/A | N/A | N/A | 0 | [16 empty] | N/A |  |  |  | 23.80.50.11.17 | [7 empty] | Receptacle |  | N21E2 | 30 | [5 empty] | 1291.669250 | 0.000000 | 392 | 1937.503875 | TRUE
1967 | 1E11 |  | 906845 | New Construction | N/A | [5 empty] | 103329 |  | 46636 |  | 43865 |  |  | Standard | 0 |  | 99042,99043,99044,99045,99046,99047,103571,103572,103573,103574,103575 | 0Oe4W3Rwf1Dht7uPdCMTHg | 1 |  | M_Duplex Receptacle:Standard:Standard:906845 |  |  | N/A | 1967 | N/A |  | N/A | N/A | N/A | N/A | N/A |  | 120 V/1-180 VA | N/A | Linked Revit Model : Clinic_A.rvt | UNSET |  |  | Level: Level 1 |  |  |  | 0.500000 | [7 empty] | 0.460000 |  |  |  |  | N/A | UNSET | N/A | N/A | TRUE | N/A | 0 | N/A | 0 | 0 | 0 | 0 | 0 | UNSET | N/A | N/A | FIXED | N/A | Ground Fault Receptacles | UNSET | N/A |  | N/A | N/A | N/A | 0 | L1 | 0 | N/A | N/A | N/A | 0 | [16 empty] | N/A |  |  |  | 23.80.50.11.17 | [7 empty] | Receptacle |  | N21E2 | 30 | [5 empty] | 1291.669250 | 0.000000 | 393 | 1937.503875 | TRUE
707 | 1E12 | 0 | 746231 | New Construction | N/A |  | 0 |  | 0 |  | 103006 | Point+HemiSpherical | 45506 |  | 53377 | REF TYPE MARK | 0 | B3 - 610x610mm | 0 | 86936 | 91721,91722,91723,91724,91725,91726,91727,103543,103544,103545,103546,103547,103548,103549,103550,103551 | 1MPejKGxvAxOPe64yBS0Lt | 1 |  | M_Troffer Light - Parabolic Square:B3 - 610x610mm:B3 - 610x610mm:746231 |  | NO | N/A | 707 | N/A | 16777215 | N/A | N/A | N/A | N/A | N/A |  | 120 V/1-40 VA | N/A | Linked Revit Model : Clinic_A.rvt | UNSET |  |  | Level: Level 1 | UNSET | F | 0 | 2.680000 |  | 430.556417 | 0 | 0.050000 |  |  |  | 1.200000 |  |  | U-SHAPED, CRI=75 |  | N/A | UNSET | N/A | N/A | TRUE | N/A | 0 | N/A | 0 | 0 | 0 | 0 | 0 | UNSET | N/A | N/A | FIXED | N/A | Downlights | UNSET | N/A |  | N/A | N/A | N/A | 0 | L1 | 0 | N/A | N/A | N/A | 0 | UNSET | UNSET | 0 | 0 | 0 | 0 | 0 | [9 empty] | N/A |  |  |  | 23.80.70.11.14.11 |  |  | B3 |  |  |  | 1291.669250 | Lighting - Dwelling Unit | 1 | L41B | 3 |  |  | 3150.000000 | 32 | [8 empty] | Metal - Paint Finish - Dark Gray, Matte | Glass - White, High Luminance | Metal - Chrome
1362 | 1E12 |  | 813186 | New Construction | N/A | [5 empty] | 103006 |  | 46031 |  | 43292 |  |  | Single Pole | 0 |  | 95339,95340,95341,95342,95343,95344,103554,103555,103556,103557,103558,103559 | 0FXKOTtYf3kRrcedvXFXfC | 1 |  | M_Lighting Switches:Single Pole:Single Pole:813186 |  |  | N/A | 1362 | N/A |  | N/A | N/A | N/A | N/A | N/A |  | 120 V/1-0 VA | N/A | Linked Revit Model : Clinic_A.rvt |  |  |  | Level: Level 1 |  |  |  | 1.200000 |  | 0.000000 | [5 empty] | 1.200000 |  |  |  |  | N/A | UNSET | N/A | N/A | TRUE | N/A | 0 | N/A | 0 | 0 | 0 | 0 | 0 | UNSET | N/A | N/A | FIXED | N/A | Switches | UNSET | N/A |  | N/A | N/A | N/A | 0 | L1 | 0 | N/A | N/A | N/A | 0 | [16 empty] | N/A |  |  |  | 23.80.50.11.14 | [7 empty] | Other |  | L41B | 3 | [5 empty] | 1291.669250 | 0.000000
1968 | 1E12 |  | 906928 | New Construction | N/A | [5 empty] | 103006 |  | 46637 |  | 43866 |  |  | Standard | 0 |  | 99048,99049,99050,99051,99052,99053,103571,103572,103573,103574,103575 | 0Oe4W3Rwf1Dht7uPdCMTI7 | 1 |  | M_Duplex Receptacle:Standard:Standard:906928 |  |  | N/A | 1968 | N/A |  | N/A | N/A | N/A | N/A | N/A |  | 120 V/1-180 VA | N/A | Linked Revit Model : Clinic_A.rvt | UNSET |  |  | Level: Level 1 |  |  |  | 0.500000 | [7 empty] | 0.460000 |  |  |  |  | N/A | UNSET | N/A | N/A | TRUE | N/A | 0 | N/A | 0 | 0 | 0 | 0 | 0 | UNSET | N/A | N/A | FIXED | N/A | Ground Fault Receptacles | UNSET | N/A |  | N/A | N/A | N/A | 0 | L1 | 0 | N/A | N/A | N/A | 0 | [16 empty] | N/A |  |  |  | 23.80.50.11.17 | [7 empty] | Receptacle |  | N21E2 | 28 | [5 empty] | 1291.669250 | 0.000000 | 394 | 1937.503875 | TRUE
391 | 1E14 | 0 | 738695 | New Construction | N/A |  | 0 |  | 0 |  | 103164 | Point+HemiSpherical | 45190 |  | 53061 | REF TYPE MARK | 0 | B1 - 0610x1219mm | 0 | 87252 | 89448,89449,89450,89451,89452,89453,89454,103561,103562,103563,103564,103565,103566,103567,103568,103569 | 1VtcqOrav5Tvkak81kVRmG | 1 |  | M_Troffer Light - Parabolic Rectangular:B1 - 0610x1219mm:B1 - 0610x1219mm:738695 |  | NO | N/A | 391 | N/A | 16777215 | N/A | N/A | N/A | N/A | N/A |  | 120 V/1-80 VA | N/A | <not associated> | UNSET |  |  | Level: Level 1 | UNSET | F | 0 | 2.680000 |  | 861.112833 | 0 | 0.050000 |  |  |  | 1.200000 |  |  | T8, 1219mm, RAPID START, CRI=75 |  | N/A | UNSET | N/A | N/A | TRUE | N/A | 0 | N/A | 0 | 0 | 0 | 0 | 0 | UNSET | N/A | N/A | FIXED | N/A | Downlights | UNSET | N/A | D5020210 | N/A | N/A | N/A | 0 | L1 | 0 | N/A | N/A | N/A | 0 | UNSET | UNSET | 0 | 0 | 0 | 0 | 0 | [9 empty] | N/A | Lighting - Fluorescent |  |  | 23.80.70.11.14.11 |  |  | B1 |  |  |  | 1291.669250 | Lighting - Dwelling Unit | 1 | L41B | 5 |  |  | 2900.000000 | 32 | [8 empty] | Metal - Paint Finish - Dark Gray, Matte | Glass - White, High Luminance | Metal - Chrome
392 | 1E14 | 0 | 738703 | New Construction | N/A |  | 0 |  | 0 |  | 103164 | Point+HemiSpherical | 45191 |  | 53062 | REF TYPE MARK | 0 | B1 - 0610x1219mm | 0 | 87251 | 89455,89456,89457,89458,89459,89460,89461,103561,103562,103563,103564,103565,103566,103567,103568,103569 | 1VtcqOrav5Tvkak81kVRmO | 1 |  | M_Troffer Light - Parabolic Rectangular:B1 - 0610x1219mm:B1 - 0610x1219mm:738703 |  | NO | N/A | 392 | N/A | 16777215 | N/A | N/A | N/A | N/A | N/A |  | 120 V/1-80 VA | N/A | <not associated> | UNSET |  |  | Level: Level 1 | UNSET | F | 0 | 2.680000 |  | 861.112833 | 0 | 0.050000 |  |  |  | 1.200000 |  |  | T8, 1219mm, RAPID START, CRI=75 |  | N/A | UNSET | N/A | N/A | TRUE | N/A | 0 | N/A | 0 | 0 | 0 | 0 | 0 | UNSET | N/A | N/A | FIXED | N/A | Downlights | UNSET | N/A | D5020210 | N/A | N/A | N/A | 0 | L1 | 0 | N/A | N/A | N/A | 0 | UNSET | UNSET | 0 | 0 | 0 | 0 | 0 | [9 empty] | N/A | Lighting - Fluorescent |  |  | 23.80.70.11.14.11 |  |  | B1 |  |  |  | 1291.669250 | Lighting - Dwelling Unit | 1 | L41B | 5 |  |  | 2900.000000 | 32 | [8 empty] | Metal - Paint Finish - Dark Gray, Matte | Glass - White, High Luminance | Metal - Chrome
393 | 1E14 | 0 | 738713 | New Construction | N/A |  | 0 |  | 0 |  | 103164 | Point+HemiSpherical | 45192 |  | 53063 | REF TYPE MARK | 0 | B1 - 0610x1219mm | 0 | 87250 | 89462,89463,89464,89465,89466,89467,89468,103561,103562,103563,103564,103565,103566,103567,103568,103569 | 1VtcqOrav5Tvkak81kVRmE | 1 |  | M_Troffer Light - Parabolic Rectangular:B1 - 0610x1219mm:B1 - 0610x1219mm:738713 |  | NO | N/A | 393 | N/A | 16777215 | N/A | N/A | N/A | N/A | N/A |  | 120 V/1-80 VA | N/A | <not associated> | UNSET |  |  | Level: Level 1 | UNSET | F | 0 | 2.680000 |  | 861.112833 | 0 | 0.050000 |  |  |  | 1.200000 |  |  | T8, 1219mm, RAPID START, CRI=75 |  | N/A | UNSET | N/A | N/A | TRUE | N/A | 0 | N/A | 0 | 0 | 0 | 0 | 0 | UNSET | N/A | N/A | FIXED | N/A | Downlights | UNSET | N/A | D5020210 | N/A | N/A | N/A | 0 | L1 | 0 | N/A | N/A | N/A | 0 | UNSET | UNSET | 0 | 0 | 0 | 0 | 0 | [9 empty] | N/A | Lighting - Fluorescent |  |  | 23.80.70.11.14.11 |  |  | B1 |  |  |  | 1291.669250 | Lighting - Dwelling Unit | 1 | L41B | 5 |  |  | 2900.000000 | 32 | [8 empty] | Metal - Paint Finish - Dark Gray, Matte | Glass - White, High Luminance | Metal - Chrome
1361 | 1E14 |  | 813009 | New Construction | N/A | [5 empty] | 103164 |  | 46030 |  | 43291 |  |  | Single Pole | 0 |  | 95333,95334,95335,95336,95337,95338,103554,103555,103556,103557,103558,103559 | 0FXKOTtYf3kRrcedvXFXKV | 1 |  | M_Lighting Switches:Single Pole:Single Pole:813009 |  |  | N/A | 1361 | N/A |  | N/A | N/A | N/A | N/A | N/A |  | 120 V/1-0 VA | N/A | Linked Revit Model : Clinic_A.rvt |  |  |  | Level: Level 1 |  |  |  | 1.200000 |  | 0.000000 | [5 empty] | 1.200000 |  |  |  |  | N/A | UNSET | N/A | N/A | TRUE | N/A | 0 | N/A | 0 | 0 | 0 | 0 | 0 | UNSET | N/A | N/A | FIXED | N/A | Switches | UNSET | N/A |  | N/A | N/A | N/A | 0 | L1 | 0 | N/A | N/A | N/A | 0 | [16 empty] | N/A |  |  |  | 23.80.50.11.14 | [7 empty] | Other |  | L41B | 5 | [5 empty] | 1291.669250 | 0.000000
1921 | 1E14 |  | 901377 | New Construction | N/A | [5 empty] | 103164 |  | 46589 |  | 43819 |  |  | Standard | 0 |  | 98766,98767,98768,98769,98770,98771,103571,103572,103573,103574,103575 | 0Oe4W3Rwf1Dht7uPdCMSCs | 1 |  | M_Duplex Receptacle:Standard:Standard:901377 |  |  | N/A | 1921 | N/A |  | N/A | N/A | N/A | N/A | N/A |  | 120 V/1-180 VA | N/A | Linked Revit Model : Clinic_A.rvt | UNSET |  |  | Level: Level 1 |  |  |  | 0.500000 | [7 empty] | 0.460000 |  |  |  |  | N/A | UNSET | N/A | N/A | TRUE | N/A | 0 | N/A | 0 | 0 | 0 | 0 | 0 | UNSET | N/A | N/A | FIXED | N/A | Ground Fault Receptacles | UNSET | N/A |  | N/A | N/A | N/A | 0 | L1 | 0 | N/A | N/A | N/A | 0 | [16 empty] | N/A |  |  |  | 23.80.50.11.17 | [7 empty] | Receptacle |  | N21E2 | 27 | [5 empty] | 1291.669250 | 0.000000 | 347 | 1937.503875 | TRUE
2055 | 1E14 |  | 919997 | New Construction | N/A | [5 empty] | 103164 |  | 46724 |  | 43953 |  |  | Standard | 0 |  | 99570,99571,99572,99573,99574,99575,103571,103572,103573,103574,103575 | 0Oe4W3Rwf1Dht7uPdCMWkA | 1 |  | M_Duplex Receptacle:Standard:Standard:919997 |  |  | N/A | 2055 | N/A |  | N/A | N/A | N/A | N/A | N/A |  | 120 V/1-180 VA | N/A | Linked Revit Model : Clinic_A.rvt | UNSET |  |  | Level: Level 1 |  |  |  | 0.500000 | [7 empty] | 0.460000 |  |  |  |  | N/A | UNSET | N/A | N/A | TRUE | N/A | 0 | N/A | 0 | 0 | 0 | 0 | 0 | UNSET | N/A | N/A | FIXED | N/A | Ground Fault Receptacles | UNSET | N/A |  | N/A | N/A | N/A | 0 | L1 | 0 | N/A | N/A | N/A | 0 | [16 empty] | N/A |  |  |  | 23.80.50.11.17 | [7 empty] | Receptacle |  | N21E2 | 27 | [5 empty] | 1291.669250 | 0.000000 | 481 | 1937.503875 | TRUE
692 | 1E15 | 0 | 744703 | New Construction | N/A |  | 0 |  | 0 |  | 103274 | Point+HemiSpherical | 45491 |  | 53362 | REF TYPE MARK | 0 | Q4 - 1219mm - 1m Drop | 0 | 86951 | 91616,91617,91618,91619,91620,91621,91622,103507,103508,103509,103510,103511,103512,103513,103514,103515 | 1MPejKGxvAxOPe64yBS3j$ | 1 |  | M_Pendant Light - Linear:Q4 - 1219mm - 1m Drop:Q4 - 1219mm - 1m Drop:744703 |  | NO | N/A | 692 | N/A | 16777215 | N/A | N/A | N/A | N/A | N/A |  | 120 V/1-64 VA | N/A | <not associated> | UNSET |  |  | Level: Level 1 | UNSET | F | 0 | 2.800000 |  | 688.890267 | 0 | 0.050000 |  |  |  | 1.200000 |  |  | T8, 1219mm, RAPID START, CRI=75 T8, 1219mm, RAPID START, CRI=75 T8, 1219mm, RAPID START, CRI=75 |  | N/A | UNSET | N/A | N/A | TRUE | N/A | 0 | N/A | 0 | 0 | 0 | 0 | 0 | UNSET | N/A | N/A | FIXED | N/A | General Luminaries, Non Directional | UNSET | N/A | D5020210 | N/A | N/A | N/A | 0 | L1 | 0 | N/A | N/A | N/A | 0 | UNSET | UNSET | 0 | 0 | 0 | 0 | 0 | [9 empty] | N/A | Lighting - Fluorescent |  |  | 23.80.70.11.11 |  |  | Q4 |  |  |  | 1291.669250 | Lighting - Dwelling Unit | 1 | L41B | 5 |  |  | 2900.000000 | 32 | [9 empty] | Glass - White, High Luminance |  | 1.200000 | 2.000000 | Metal - Paint Finish - Ivory, Glossy | Metal - Paint Finish - Ivory, Glossy
693 | 1E15 | 0 | 744837 | New Construction | N/A |  | 0 |  | 0 |  | 103274 | Point+HemiSpherical | 45492 |  | 53363 | REF TYPE MARK | 0 | Q4B - 1219mm - 1m Drop | 0 | 86950 | 91623,91624,91625,91626,91627,91628,91629,103396,103397,103398,103399,103400,103401,103402,103403,103405 | 1MPejKGxvAxOPe64yBS3e5 | 1 |  | M_Pendant Light - Linear:Q4B - 1219mm - 1m Drop:Q4B - 1219mm - 1m Drop:744837 |  | YES | N/A | 693 | N/A | 16777215 | N/A | N/A | N/A | N/A | N/A |  | 120 V/1-64 VA | N/A | Linked Revit Model : Clinic_A.rvt | UNSET |  |  | Level: Level 1 | UNSET | F | 0 | 2.680000 |  | 688.890267 | 0 | 0.050000 |  |  |  | 1.200000 |  |  | T8, 1219mm, RAPID START, CRI=75 T8, 1219mm, RAPID START, CRI=75 T8, 1219mm, RAPID START, CRI=75 |  | N/A | UNSET | N/A | N/A | TRUE | N/A | 0 | N/A | 0 | 0 | 0 | 0 | 0 | UNSET | N/A | N/A | FIXED | N/A | General Luminaries, Non Directional | UNSET | N/A | D5020210 | N/A | N/A | N/A | 0 | L1 | 0 | N/A | N/A | N/A | 0 | UNSET | UNSET | 0 | 0 | 0 | 0 | 0 | [9 empty] | N/A | Lighting - Fluorescent |  |  | 23.80.70.11.11 |  |  | Q4B |  |  |  | 1291.669250 | Lighting - Dwelling Unit | 1 | L41B | 5 |  |  | 2900.000000 | 32 | [9 empty] | Glass - White, High Luminance |  | 1.200000 | 2.000000 | Metal - Paint Finish - Ivory, Glossy | Metal - Paint Finish - Ivory, Glossy
694 | 1E15 | 0 | 744869 | New Construction | N/A |  | 0 |  | 0 |  | 103274 | Point+HemiSpherical | 45493 |  | 53364 | REF TYPE MARK | 0 | Q4 - 1219mm - 1m Drop | 0 | 86949 | 91630,91631,91632,91633,91634,91635,91636,103507,103508,103509,103510,103511,103512,103513,103514,103515 | 1MPejKGxvAxOPe64yBS3eb | 1 |  | M_Pendant Light - Linear:Q4 - 1219mm - 1m Drop:Q4 - 1219mm - 1m Drop:744869 |  | NO | N/A | 694 | N/A | 16777215 | N/A | N/A | N/A | N/A | N/A |  | 120 V/1-64 VA | N/A | Linked Revit Model : Clinic_A.rvt | UNSET |  |  | Level: Level 1 | UNSET | F | 0 | 2.680000 |  | 688.890267 | 0 | 0.050000 |  |  |  | 1.200000 |  |  | T8, 1219mm, RAPID START, CRI=75 T8, 1219mm, RAPID START, CRI=75 T8, 1219mm, RAPID START, CRI=75 |  | N/A | UNSET | N/A | N/A | TRUE | N/A | 0 | N/A | 0 | 0 | 0 | 0 | 0 | UNSET | N/A | N/A | FIXED | N/A | General Luminaries, Non Directional | UNSET | N/A | D5020210 | N/A | N/A | N/A | 0 | L1 | 0 | N/A | N/A | N/A | 0 | UNSET | UNSET | 0 | 0 | 0 | 0 | 0 | [9 empty] | N/A | Lighting - Fluorescent |  |  | 23.80.70.11.11 |  |  | Q4 |  |  |  | 1291.669250 | Lighting - Dwelling Unit | 1 | L41B | 5 |  |  | 2900.000000 | 32 | [9 empty] | Glass - White, High Luminance |  | 1.200000 | 2.000000 | Metal - Paint Finish - Ivory, Glossy | Metal - Paint Finish - Ivory, Glossy
695 | 1E15 | 0 | 744933 | New Construction | N/A |  | 0 |  | 0 |  | 103274 | Point+HemiSpherical | 45494 |  | 53365 | REF TYPE MARK | 0 | Q4 - 1219mm - 1m Drop | 0 | 86948 | 91637,91638,91639,91640,91641,91642,91643,103507,103508,103509,103510,103511,103512,103513,103514,103515 | 1MPejKGxvAxOPe64yBS3fb | 1 |  | M_Pendant Light - Linear:Q4 - 1219mm - 1m Drop:Q4 - 1219mm - 1m Drop:744933 |  | NO | N/A | 695 | N/A | 16777215 | N/A | N/A | N/A | N/A | N/A |  | 120 V/1-64 VA | N/A | Linked Revit Model : Clinic_A.rvt | UNSET |  |  | Level: Level 1 | UNSET | F | 0 | 2.680000 |  | 688.890267 | 0 | 0.050000 |  |  |  | 1.200000 |  |  | T8, 1219mm, RAPID START, CRI=75 T8, 1219mm, RAPID START, CRI=75 T8, 1219mm, RAPID START, CRI=75 |  | N/A | UNSET | N/A | N/A | TRUE | N/A | 0 | N/A | 0 | 0 | 0 | 0 | 0 | UNSET | N/A | N/A | FIXED | N/A | General Luminaries, Non Directional | UNSET | N/A | D5020210 | N/A | N/A | N/A | 0 | L1 | 0 | N/A | N/A | N/A | 0 | UNSET | UNSET | 0 | 0 | 0 | 0 | 0 | [9 empty] | N/A | Lighting - Fluorescent |  |  | 23.80.70.11.11 |  |  | Q4 |  |  |  | 1291.669250 | Lighting - Dwelling Unit | 1 | L41B | 5 |  |  | 2900.000000 | 32 | [9 empty] | Glass - White, High Luminance |  | 1.200000 | 2.000000 | Metal - Paint Finish - Ivory, Glossy | Metal - Paint Finish - Ivory, Glossy
1364 | 1E15 |  | 813365 | New Construction | N/A | [5 empty] | 103274 |  | 46033 |  | 43294 |  |  | Single Pole | 0 |  | 95351,95352,95353,95354,95355,95356,103554,103555,103556,103557,103558,103559 | 0FXKOTtYf3kRrcedvXFXlx | 1 |  | M_Lighting Switches:Single Pole:Single Pole:813365 |  |  | N/A | 1364 | N/A |  | N/A | N/A | N/A | N/A | N/A |  | 120 V/1-0 VA | N/A | Linked Revit Model : Clinic_A.rvt |  |  |  | Level: Level 1 |  |  |  | 1.200000 |  | 0.000000 | [5 empty] | 1.200000 |  |  |  |  | N/A | UNSET | N/A | N/A | TRUE | N/A | 0 | N/A | 0 | 0 | 0 | 0 | 0 | UNSET | N/A | N/A | FIXED | N/A | Switches | UNSET | N/A |  | N/A | N/A | N/A | 0 | L1 | 0 | N/A | N/A | N/A | 0 | [16 empty] | N/A |  |  |  | 23.80.50.11.14 | [7 empty] | Other |  | L41B | 5 | [5 empty] | 1291.669250 | 0.000000
1922 | 1E15 |  | 901625 | New Construction | N/A | [5 empty] | 103274 |  | 46590 |  | 43820 |  |  | Standard | 0 |  | 98772,98773,98774,98775,98776,98777,103571,103572,103573,103574,103575 | 0Oe4W3Rwf1Dht7uPdCMSFE | 1 |  | M_Duplex Receptacle:Standard:Standard:901625 |  |  | N/A | 1922 | N/A |  | N/A | N/A | N/A | N/A | N/A |  | 120 V/1-180 VA | N/A | Linked Revit Model : Clinic_A.rvt | UNSET |  |  | Level: Level 1 |  |  |  | 0.500000 | [7 empty] | 0.460000 |  |  |  |  | N/A | UNSET | N/A | N/A | TRUE | N/A | 0 | N/A | 0 | 0 | 0 | 0 | 0 | UNSET | N/A | N/A | FIXED | N/A | Ground Fault Receptacles | UNSET | N/A |  | N/A | N/A | N/A | 0 | L1 | 0 | N/A | N/A | N/A | 0 | [16 empty] | N/A |  |  |  | 23.80.50.11.17 | [7 empty] | Receptacle |  | N21E2 | 27 | [5 empty] | 1291.669250 | 0.000000 | 348 | 1937.503875 | TRUE
2060 | 1E15 |  | 920545 | New Construction | N/A | [5 empty] | 103274 |  | 46729 |  | 43958 |  |  | Standard | 0 |  | 99600,99601,99602,99603,99604,99605,103571,103572,103573,103574,103575 | 0Oe4W3Rwf1Dht7uPdCMWdM | 1 |  | M_Duplex Receptacle:Standard:Standard:920545 |  |  | N/A | 2060 | N/A |  | N/A | N/A | N/A | N/A | N/A |  | 120 V/1-180 VA | N/A | Linked Revit Model : Clinic_A.rvt | UNSET |  |  | Level: Level 1 |  |  |  | 0.500000 | [7 empty] | 0.460000 |  |  |  |  | N/A | UNSET | N/A | N/A | TRUE | N/A | 0 | N/A | 0 | 0 | 0 | 0 | 0 | UNSET | N/A | N/A | FIXED | N/A | Ground Fault Receptacles | UNSET | N/A |  | N/A | N/A | N/A | 0 | L1 | 0 | N/A | N/A | N/A | 0 | [16 empty] | N/A |  |  |  | 23.80.50.11.17 | [7 empty] | Receptacle |  | N21E2 | 27 | [5 empty] | 1291.669250 | 0.000000 | 486 | 1937.503875 | TRUE
511 | 1E16 | 0 | 740074 | New Construction | N/A |  | 0 |  | 0 |  | 103464 | Point+HemiSpherical | 45310 |  | 53181 | REF TYPE MARK | 0 | B1 - 0610x1219mm | 0 | 87132 | 90317,90318,90319,90320,90321,90322,90323,103561,103562,103563,103564,103565,103566,103567,103568,103569 | 0jQ9LiL9v909pyRa4VVtMs | 1 |  | M_Troffer Light - Parabolic Rectangular:B1 - 0610x1219mm:B1 - 0610x1219mm:740074 |  | NO | N/A | 511 | N/A | 16777215 | N/A | N/A | N/A | N/A | N/A |  | 120 V/1-80 VA | N/A | <not associated> | UNSET |  |  | Level: Level 1 | UNSET | F | 0 | 2.680000 |  | 861.112833 | 0 | 0.050000 |  |  |  | 1.200000 |  |  | T8, 1219mm, RAPID START, CRI=75 |  | N/A | UNSET | N/A | N/A | TRUE | N/A | 0 | N/A | 0 | 0 | 0 | 0 | 0 | UNSET | N/A | N/A | FIXED | N/A | Downlights | UNSET | N/A | D5020210 | N/A | N/A | N/A | 0 | L1 | 0 | N/A | N/A | N/A | 0 | UNSET | UNSET | 0 | 0 | 0 | 0 | 0 | [9 empty] | N/A | Lighting - Fluorescent |  |  | 23.80.70.11.14.11 |  |  | B1 |  |  |  | 1291.669250 | Lighting - Dwelling Unit | 1 | L41B | 6 |  |  | 2900.000000 | 32 | [8 empty] | Metal - Paint Finish - Dark Gray, Matte | Glass - White, High Luminance | Metal - Chrome
512 | 1E16 | 0 | 740082 | New Construction | N/A |  | 0 |  | 0 |  | 103464 | Point+HemiSpherical | 45311 |  | 53182 | REF TYPE MARK | 0 | B1B - 0610x1219mm | 0 | 87131 | 90324,90325,90326,90327,90328,90329,90330,103443,103444,103445,103446,103447,103448,103449,103450,103452 | 0jQ9LiL9v909pyRa4VVtMk | 1 |  | M_Troffer Light - Parabolic Rectangular:B1B - 0610x1219mm:B1B - 0610x1219mm:740082 |  | YES | N/A | 512 | N/A | 16777215 | N/A | N/A | N/A | N/A | N/A |  | 120 V/1-80 VA | N/A | <not associated> | UNSET |  |  | Level: Level 1 | UNSET | F | 0 | 2.680000 |  | 861.112833 | 0 | 0.050000 |  |  |  | 1.200000 |  |  | T8, 1219mm, RAPID START, CRI=75 |  | N/A | UNSET | N/A | N/A | TRUE | N/A | 0 | N/A | 0 | 0 | 0 | 0 | 0 | UNSET | N/A | N/A | FIXED | N/A | Downlights | UNSET | N/A | D5020210 | N/A | N/A | N/A | 0 | L1 | 0 | N/A | N/A | N/A | 0 | UNSET | UNSET | 0 | 0 | 0 | 0 | 0 | [9 empty] | N/A | Lighting - Fluorescent |  |  | 23.80.70.11.14.11 |  |  | B1B |  |  |  | 1291.669250 | Lighting - Dwelling Unit | 1 | L41B | 6 |  |  | 2900.000000 | 32 | [8 empty] | Metal - Paint Finish - Dark Gray, Matte | Glass - White, High Luminance | Metal - Chrome
513 | 1E16 | 0 | 740090 | New Construction | N/A |  | 0 |  | 0 |  | 103464 | Point+HemiSpherical | 45312 |  | 53183 | REF TYPE MARK | 0 | B1 - 0610x1219mm | 0 | 87130 | 90331,90332,90333,90334,90335,90336,90337,103561,103562,103563,103564,103565,103566,103567,103568,103569 | 0jQ9LiL9v909pyRa4VVtMc | 1 |  | M_Troffer Light - Parabolic Rectangular:B1 - 0610x1219mm:B1 - 0610x1219mm:740090 |  | NO | N/A | 513 | N/A | 16777215 | N/A | N/A | N/A | N/A | N/A |  | 120 V/1-80 VA | N/A | <not associated> | UNSET |  |  | Level: Level 1 | UNSET | F | 0 | 2.680000 |  | 861.112833 | 0 | 0.050000 |  |  |  | 1.200000 |  |  | T8, 1219mm, RAPID START, CRI=75 |  | N/A | UNSET | N/A | N/A | TRUE | N/A | 0 | N/A | 0 | 0 | 0 | 0 | 0 | UNSET | N/A | N/A | FIXED | N/A | Downlights | UNSET | N/A | D5020210 | N/A | N/A | N/A | 0 | L1 | 0 | N/A | N/A | N/A | 0 | UNSET | UNSET | 0 | 0 | 0 | 0 | 0 | [9 empty] | N/A | Lighting - Fluorescent |  |  | 23.80.70.11.14.11 |  |  | B1 |  |  |  | 1291.669250 | Lighting - Dwelling Unit | 1 | L41B | 6 |  |  | 2900.000000 | 32 | [8 empty] | Metal - Paint Finish - Dark Gray, Matte | Glass - White, High Luminance | Metal - Chrome
514 | 1E16 | 0 | 740102 | New Construction | N/A |  | 0 |  | 0 |  | 103464 | Point+HemiSpherical | 45313 |  | 53184 | REF TYPE MARK | 0 | B1 - 0610x1219mm | 0 | 87129 | 90338,90339,90340,90341,90342,90343,90344,103561,103562,103563,103564,103565,103566,103567,103568,103569 | 0jQ9LiL9v909pyRa4VVtHQ | 1 |  | M_Troffer Light - Parabolic Rectangular:B1 - 0610x1219mm:B1 - 0610x1219mm:740102 |  | NO | N/A | 514 | N/A | 16777215 | N/A | N/A | N/A | N/A | N/A |  | 120 V/1-80 VA | N/A | <not associated> | UNSET |  |  | Level: Level 1 | UNSET | F | 0 | 2.680000 |  | 861.112833 | 0 | 0.050000 |  |  |  | 1.200000 |  |  | T8, 1219mm, RAPID START, CRI=75 |  | N/A | UNSET | N/A | N/A | TRUE | N/A | 0 | N/A | 0 | 0 | 0 | 0 | 0 | UNSET | N/A | N/A | FIXED | N/A | Downlights | UNSET | N/A | D5020210 | N/A | N/A | N/A | 0 | L1 | 0 | N/A | N/A | N/A | 0 | UNSET | UNSET | 0 | 0 | 0 | 0 | 0 | [9 empty] | N/A | Lighting - Fluorescent |  |  | 23.80.70.11.14.11 |  |  | B1 |  |  |  | 1291.669250 | Lighting - Dwelling Unit | 1 | L41B | 6 |  |  | 2900.000000 | 32 | [8 empty] | Metal - Paint Finish - Dark Gray, Matte | Glass - White, High Luminance | Metal - Chrome
515 | 1E16 | 0 | 740112 | New Construction | N/A |  | 0 |  | 0 |  | 103464 | Point+HemiSpherical | 45314 |  | 53185 | REF TYPE MARK | 0 | B1 - 0610x1219mm | 0 | 87128 | 90345,90346,90347,90348,90349,90350,90351,103561,103562,103563,103564,103565,103566,103567,103568,103569 | 0jQ9LiL9v909pyRa4VVtHC | 1 |  | M_Troffer Light - Parabolic Rectangular:B1 - 0610x1219mm:B1 - 0610x1219mm:740112 |  | NO | N/A | 515 | N/A | 16777215 | N/A | N/A | N/A | N/A | N/A |  | 120 V/1-80 VA | N/A | <not associated> | UNSET |  |  | Level: Level 1 | UNSET | F | 0 | 2.680000 |  | 861.112833 | 0 | 0.050000 |  |  |  | 1.200000 |  |  | T8, 1219mm, RAPID START, CRI=75 |  | N/A | UNSET | N/A | N/A | TRUE | N/A | 0 | N/A | 0 | 0 | 0 | 0 | 0 | UNSET | N/A | N/A | FIXED | N/A | Downlights | UNSET | N/A | D5020210 | N/A | N/A | N/A | 0 | L1 | 0 | N/A | N/A | N/A | 0 | UNSET | UNSET | 0 | 0 | 0 | 0 | 0 | [9 empty] | N/A | Lighting - Fluorescent |  |  | 23.80.70.11.14.11 |  |  | B1 |  |  |  | 1291.669250 | Lighting - Dwelling Unit | 1 | L41B | 6 |  |  | 2900.000000 | 32 | [8 empty] | Metal - Paint Finish - Dark Gray, Matte | Glass - White, High Luminance | Metal - Chrome
516 | 1E16 | 0 | 740120 | New Construction | N/A |  | 0 |  | 0 |  | 103464 | Point+HemiSpherical | 45315 |  | 53186 | REF TYPE MARK | 0 | B1 - 0610x1219mm | 0 | 87127 | 90352,90353,90354,90355,90356,90357,90358,103561,103562,103563,103564,103565,103566,103567,103568,103569 | 0jQ9LiL9v909pyRa4VVtH4 | 1 |  | M_Troffer Light - Parabolic Rectangular:B1 - 0610x1219mm:B1 - 0610x1219mm:740120 |  | NO | N/A | 516 | N/A | 16777215 | N/A | N/A | N/A | N/A | N/A |  | 120 V/1-80 VA | N/A | <not associated> | UNSET |  |  | Level: Level 1 | UNSET | F | 0 | 2.680000 |  | 861.112833 | 0 | 0.050000 |  |  |  | 1.200000 |  |  | T8, 1219mm, RAPID START, CRI=75 |  | N/A | UNSET | N/A | N/A | TRUE | N/A | 0 | N/A | 0 | 0 | 0 | 0 | 0 | UNSET | N/A | N/A | FIXED | N/A | Downlights | UNSET | N/A | D5020210 | N/A | N/A | N/A | 0 | L1 | 0 | N/A | N/A | N/A | 0 | UNSET | UNSET | 0 | 0 | 0 | 0 | 0 | [9 empty] | N/A | Lighting - Fluorescent |  |  | 23.80.70.11.14.11 |  |  | B1 |  |  |  | 1291.669250 | Lighting - Dwelling Unit | 1 | L41B | 6 |  |  | 2900.000000 | 32 | [8 empty] | Metal - Paint Finish - Dark Gray, Matte | Glass - White, High Luminance | Metal - Chrome
517 | 1E16 | 0 | 740128 | New Construction | N/A |  | 0 |  | 0 |  | 103464 | Point+HemiSpherical | 45316 |  | 53187 | REF TYPE MARK | 0 | B1 - 0610x1219mm | 0 | 87126 | 90359,90360,90361,90362,90363,90364,90365,103561,103562,103563,103564,103565,103566,103567,103568,103569 | 0jQ9LiL9v909pyRa4VVtHy | 1 |  | M_Troffer Light - Parabolic Rectangular:B1 - 0610x1219mm:B1 - 0610x1219mm:740128 |  | NO | N/A | 517 | N/A | 16777215 | N/A | N/A | N/A | N/A | N/A |  | 120 V/1-80 VA | N/A | <not associated> | UNSET |  |  | Level: Level 1 | UNSET | F | 0 | 2.680000 |  | 861.112833 | 0 | 0.050000 |  |  |  | 1.200000 |  |  | T8, 1219mm, RAPID START, CRI=75 |  | N/A | UNSET | N/A | N/A | TRUE | N/A | 0 | N/A | 0 | 0 | 0 | 0 | 0 | UNSET | N/A | N/A | FIXED | N/A | Downlights | UNSET | N/A | D5020210 | N/A | N/A | N/A | 0 | L1 | 0 | N/A | N/A | N/A | 0 | UNSET | UNSET | 0 | 0 | 0 | 0 | 0 | [9 empty] | N/A | Lighting - Fluorescent |  |  | 23.80.70.11.14.11 |  |  | B1 |  |  |  | 1291.669250 | Lighting - Dwelling Unit | 1 | L41B | 6 |  |  | 2900.000000 | 32 | [8 empty] | Metal - Paint Finish - Dark Gray, Matte | Glass - White, High Luminance | Metal - Chrome
518 | 1E16 | 0 | 740134 | New Construction | N/A |  | 0 |  | 0 |  | 103464 | Point+HemiSpherical | 45317 |  | 53188 | REF TYPE MARK | 0 | B1B - 0610x1219mm | 0 | 87125 | 90366,90367,90368,90369,90370,90371,90372,103443,103444,103445,103446,103447,103448,103449,103450,103452 | 0jQ9LiL9v909pyRa4VVtHw | 1 |  | M_Troffer Light - Parabolic Rectangular:B1B - 0610x1219mm:B1B - 0610x1219mm:740134 |  | YES | N/A | 518 | N/A | 16777215 | N/A | N/A | N/A | N/A | N/A |  | 120 V/1-80 VA | N/A | <not associated> | UNSET |  |  | Level: Level 1 | UNSET | F | 0 | 2.680000 |  | 861.112833 | 0 | 0.050000 |  |  |  | 1.200000 |  |  | T8, 1219mm, RAPID START, CRI=75 |  | N/A | UNSET | N/A | N/A | TRUE | N/A | 0 | N/A | 0 | 0 | 0 | 0 | 0 | UNSET | N/A | N/A | FIXED | N/A | Downlights | UNSET | N/A | D5020210 | N/A | N/A | N/A | 0 | L1 | 0 | N/A | N/A | N/A | 0 | UNSET | UNSET | 0 | 0 | 0 | 0 | 0 | [9 empty] | N/A | Lighting - Fluorescent |  |  | 23.80.70.11.14.11 |  |  | B1B |  |  |  | 1291.669250 | Lighting - Dwelling Unit | 1 | L41B | 6 |  |  | 2900.000000 | 32 | [8 empty] | Metal - Paint Finish - Dark Gray, Matte | Glass - White, High Luminance | Metal - Chrome
519 | 1E16 | 0 | 740142 | New Construction | N/A |  | 0 |  | 0 |  | 103464 | Point+HemiSpherical | 45318 |  | 53189 | REF TYPE MARK | 0 | B1 - 0610x1219mm | 0 | 87124 | 90373,90374,90375,90376,90377,90378,90379,103561,103562,103563,103564,103565,103566,103567,103568,103569 | 0jQ9LiL9v909pyRa4VVtHo | 1 |  | M_Troffer Light - Parabolic Rectangular:B1 - 0610x1219mm:B1 - 0610x1219mm:740142 |  | NO | N/A | 519 | N/A | 16777215 | N/A | N/A | N/A | N/A | N/A |  | 120 V/1-80 VA | N/A | <not associated> | UNSET |  |  | Level: Level 1 | UNSET | F | 0 | 2.680000 |  | 861.112833 | 0 | 0.050000 |  |  |  | 1.200000 |  |  | T8, 1219mm, RAPID START, CRI=75 |  | N/A | UNSET | N/A | N/A | TRUE | N/A | 0 | N/A | 0 | 0 | 0 | 0 | 0 | UNSET | N/A | N/A | FIXED | N/A | Downlights | UNSET | N/A | D5020210 | N/A | N/A | N/A | 0 | L1 | 0 | N/A | N/A | N/A | 0 | UNSET | UNSET | 0 | 0 | 0 | 0 | 0 | [9 empty] | N/A | Lighting - Fluorescent |  |  | 23.80.70.11.14.11 |  |  | B1 |  |  |  | 1291.669250 | Lighting - Dwelling Unit | 1 | L41B | 6 |  |  | 2900.000000 | 32 | [8 empty] | Metal - Paint Finish - Dark Gray, Matte | Glass - White, High Luminance | Metal - Chrome
520 | 1E16 | 0 | 740152 | New Construction | N/A |  | 0 |  | 0 |  | 103464 | Point+HemiSpherical | 45319 |  | 53190 | REF TYPE MARK | 0 | B1 - 0610x1219mm | 0 | 87123 | 90380,90381,90382,90383,90384,90385,90386,103561,103562,103563,103564,103565,103566,103567,103568,103569 | 0jQ9LiL9v909pyRa4VVtHa | 1 |  | M_Troffer Light - Parabolic Rectangular:B1 - 0610x1219mm:B1 - 0610x1219mm:740152 |  | NO | N/A | 520 | N/A | 16777215 | N/A | N/A | N/A | N/A | N/A |  | 120 V/1-80 VA | N/A | <not associated> | UNSET |  |  | Level: Level 1 | UNSET | F | 0 | 2.680000 |  | 861.112833 | 0 | 0.050000 |  |  |  | 1.200000 |  |  | T8, 1219mm, RAPID START, CRI=75 |  | N/A | UNSET | N/A | N/A | TRUE | N/A | 0 | N/A | 0 | 0 | 0 | 0 | 0 | UNSET | N/A | N/A | FIXED | N/A | Downlights | UNSET | N/A | D5020210 | N/A | N/A | N/A | 0 | L1 | 0 | N/A | N/A | N/A | 0 | UNSET | UNSET | 0 | 0 | 0 | 0 | 0 | [9 empty] | N/A | Lighting - Fluorescent |  |  | 23.80.70.11.14.11 |  |  | B1 |  |  |  | 1291.669250 | Lighting - Dwelling Unit | 1 | L41B | 6 |  |  | 2900.000000 | 32 | [8 empty] | Metal - Paint Finish - Dark Gray, Matte | Glass - White, High Luminance | Metal - Chrome
1400 | 1E16 |  | 819572 | New Construction | N/A | [5 empty] | 103464 |  | 46071 |  | 43330 |  |  | Single Pole | 0 |  | 95581,95582,95583,95584,95585,95586,103554,103555,103556,103557,103558,103559 | 0FXKOTtYf3kRrcedvXFlEw | 1 |  | M_Lighting Switches:Single Pole:Single Pole:819572 |  |  | N/A | 1400 | N/A |  | N/A | N/A | N/A | N/A | N/A |  | 120 V/1-0 VA | N/A | Linked Revit Model : Clinic_A.rvt |  |  |  | Level: Level 1 |  |  |  | 1.200000 |  | 0.000000 | [5 empty] | 1.200000 |  |  |  |  | N/A | UNSET | N/A | N/A | TRUE | N/A | 0 | N/A | 0 | 0 | 0 | 0 | 0 | UNSET | N/A | N/A | FIXED | N/A | Switches | UNSET | N/A |  | N/A | N/A | N/A | 0 | L1 | 0 | N/A | N/A | N/A | 0 | [16 empty] | N/A |  |  |  | 23.80.50.11.14 | [7 empty] | Other |  | L41B | 6 | [5 empty] | 1291.669250 | 0.000000
1896 | 1E16 |  | 898853 | New Construction | N/A | [5 empty] | 103464 |  | 46564 |  | 43794 |  |  | Standard | 0 |  | 98616,98617,98618,98619,98620,98621,103571,103572,103573,103574,103575 | 0Oe4W3Rwf1Dht7uPdCMRKI | 1 |  | M_Duplex Receptacle:Standard:Standard:898853 |  |  | N/A | 1896 | N/A |  | N/A | N/A | N/A | N/A | N/A |  | 120 V/1-180 VA | N/A | Linked Revit Model : Clinic_A.rvt | UNSET |  |  | Level: Level 1 |  |  |  | 0.500000 | [7 empty] | 0.460000 |  |  |  |  | N/A | UNSET | N/A | N/A | TRUE | N/A | 0 | N/A | 0 | 0 | 0 | 0 | 0 | UNSET | N/A | N/A | FIXED | N/A | Ground Fault Receptacles | UNSET | N/A |  | N/A | N/A | N/A | 0 | L1 | 0 | N/A | N/A | N/A | 0 | [16 empty] | N/A |  |  |  | 23.80.50.11.17 | [7 empty] | Receptacle |  | N21E2 | 26 | [5 empty] | 1291.669250 | 0.000000 | 322 | 1937.503875 | TRUE
1897 | 1E16 |  | 899248 | New Construction | N/A | [5 empty] | 103464 |  | 46565 |  | 43795 |  |  | Standard | 0 |  | 98622,98623,98624,98625,98626,98627,103571,103572,103573,103574,103575 | 0Oe4W3Rwf1Dht7uPdCMRg7 | 1 |  | M_Duplex Receptacle:Standard:Standard:899248 |  |  | N/A | 1897 | N/A |  | N/A | N/A | N/A | N/A | N/A |  | 120 V/1-180 VA | N/A | Linked Revit Model : Clinic_A.rvt | UNSET |  |  | Level: Level 1 |  |  |  | 0.500000 | [7 empty] | 0.460000 |  |  |  |  | N/A | UNSET | N/A | N/A | TRUE | N/A | 0 | N/A | 0 | 0 | 0 | 0 | 0 | UNSET | N/A | N/A | FIXED | N/A | Ground Fault Receptacles | UNSET | N/A |  | N/A | N/A | N/A | 0 | L1 | 0 | N/A | N/A | N/A | 0 | [16 empty] | N/A |  |  |  | 23.80.50.11.17 | [7 empty] | Receptacle |  | N21E2 | 26 | [5 empty] | 1291.669250 | 0.000000 | 323 | 1937.503875 | TRUE
1898 | 1E16 |  | 899774 | New Construction | N/A | [5 empty] | 103464 |  | 46566 |  | 43796 |  |  | Standard | 0 |  | 98628,98629,98630,98631,98632,98633,103571,103572,103573,103574,103575 | 0Oe4W3Rwf1Dht7uPdCMRY9 | 1 |  | M_Duplex Receptacle:Standard:Standard:899774 |  |  | N/A | 1898 | N/A |  | N/A | N/A | N/A | N/A | N/A |  | 120 V/1-180 VA | N/A | Linked Revit Model : Clinic_A.rvt | UNSET |  |  | Level: Level 1 |  |  |  | 0.500000 | [7 empty] | 0.460000 |  |  |  |  | N/A | UNSET | N/A | N/A | TRUE | N/A | 0 | N/A | 0 | 0 | 0 | 0 | 0 | UNSET | N/A | N/A | FIXED | N/A | Ground Fault Receptacles | UNSET | N/A |  | N/A | N/A | N/A | 0 | L1 | 0 | N/A | N/A | N/A | 0 | [16 empty] | N/A |  |  |  | 23.80.50.11.17 | [7 empty] | Receptacle |  | N21E2 | 26 | [5 empty] | 1291.669250 | 0.000000 | 324 | 1937.503875 | TRUE
1899 | 1E16 |  | 899818 | New Construction | N/A | [5 empty] | 103464 |  | 46567 |  | 43797 |  |  | Standard | 0 |  | 98634,98635,98636,98637,98638,98639,103571,103572,103573,103574,103575 | 0Oe4W3Rwf1Dht7uPdCMRZT | 1 |  | M_Duplex Receptacle:Standard:Standard:899818 |  |  | N/A | 1899 | N/A |  | N/A | N/A | N/A | N/A | N/A |  | 120 V/1-180 VA | N/A | <not associated> | UNSET |  |  | Level: Level 1 |  |  |  | 0.500000 | [7 empty] | 0.460000 |  |  |  |  | N/A | UNSET | N/A | N/A | TRUE | N/A | 0 | N/A | 0 | 0 | 0 | 0 | 0 | UNSET | N/A | N/A | FIXED | N/A | Ground Fault Receptacles | UNSET | N/A |  | N/A | N/A | N/A | 0 | L1 | 0 | N/A | N/A | N/A | 0 | [16 empty] | N/A |  |  |  | 23.80.50.11.17 | [7 empty] | Receptacle |  | N21E2 | 24 | [5 empty] | 1291.669250 | 0.000000 | 325 | 1937.503875 | TRUE
1900 | 1E16 |  | 899929 | New Construction | N/A | [5 empty] | 103464 |  | 46568 |  | 43798 |  |  | Standard | 0 |  | 98640,98641,98642,98643,98644,98645,103571,103572,103573,103574,103575 | 0Oe4W3Rwf1Dht7uPdCMRbk | 1 |  | M_Duplex Receptacle:Standard:Standard:899929 |  |  | N/A | 1900 | N/A |  | N/A | N/A | N/A | N/A | N/A |  | 120 V/1-180 VA | N/A | Linked Revit Model : Clinic_A.rvt | UNSET |  |  | Level: Level 1 |  |  |  | 0.500000 | [7 empty] | 0.460000 |  |  |  |  | N/A | UNSET | N/A | N/A | TRUE | N/A | 0 | N/A | 0 | 0 | 0 | 0 | 0 | UNSET | N/A | N/A | FIXED | N/A | Ground Fault Receptacles | UNSET | N/A |  | N/A | N/A | N/A | 0 | L1 | 0 | N/A | N/A | N/A | 0 | [16 empty] | N/A |  |  |  | 23.80.50.11.17 | [7 empty] | Receptacle |  | N21E2 | 22 | [5 empty] | 1291.669250 | 0.000000 | 326 | 1937.503875 | TRUE
1901 | 1E16 |  | 899961 | New Construction | N/A | [5 empty] | 103464 |  | 46569 |  | 43799 |  |  | Standard | 0 |  | 98646,98647,98648,98649,98650,98651,103571,103572,103573,103574,103575 | 0Oe4W3Rwf1Dht7uPdCMRbE | 1 |  | M_Duplex Receptacle:Standard:Standard:899961 |  |  | N/A | 1901 | N/A |  | N/A | N/A | N/A | N/A | N/A |  | 120 V/1-180 VA | N/A | <not associated> | UNSET |  |  | Level: Level 1 |  |  |  | 0.500000 | [7 empty] | 0.460000 |  |  |  |  | N/A | UNSET | N/A | N/A | TRUE | N/A | 0 | N/A | 0 | 0 | 0 | 0 | 0 | UNSET | N/A | N/A | FIXED | N/A | Ground Fault Receptacles | UNSET | N/A |  | N/A | N/A | N/A | 0 | L1 | 0 | N/A | N/A | N/A | 0 | [16 empty] | N/A |  |  |  | 23.80.50.11.17 | [7 empty] | Receptacle |  | N21E2 | 25 | [5 empty] | 1291.669250 | 0.000000 | 327 | 1937.503875 | TRUE
1902 | 1E16 |  | 899992 | New Construction | N/A | [5 empty] | 103464 |  | 46570 |  | 43800 |  |  | Standard | 0 |  | 98652,98653,98654,98655,98656,98657,103571,103572,103573,103574,103575 | 0Oe4W3Rwf1Dht7uPdCMRcl | 1 |  | M_Duplex Receptacle:Standard:Standard:899992 |  |  | N/A | 1902 | N/A |  | N/A | N/A | N/A | N/A | N/A |  | 120 V/1-180 VA | N/A | <not associated> | UNSET |  |  | Level: Level 1 |  |  |  | 0.500000 | [7 empty] | 0.460000 |  |  |  |  | N/A | UNSET | N/A | N/A | TRUE | N/A | 0 | N/A | 0 | 0 | 0 | 0 | 0 | UNSET | N/A | N/A | FIXED | N/A | Ground Fault Receptacles | UNSET | N/A |  | N/A | N/A | N/A | 0 | L1 | 0 | N/A | N/A | N/A | 0 | [16 empty] | N/A |  |  |  | 23.80.50.11.17 | [7 empty] | Receptacle |  | N21E2 | 23 | [5 empty] | 1291.669250 | 0.000000 | 328 | 1937.503875 | TRUE
1904 | 1E16 |  | 900128 | New Construction | N/A | [5 empty] | 103464 |  | 46572 |  | 43802 |  |  | Standard | 0 |  | 98664,98665,98666,98667,98668,98669,103571,103572,103573,103574,103575 | 0Oe4W3Rwf1Dht7uPdCMRuN | 1 |  | M_Duplex Receptacle:Standard:Standard:900128 |  |  | N/A | 1904 | N/A |  | N/A | N/A | N/A | N/A | N/A |  | 120 V/1-180 VA | N/A | Linked Revit Model : Clinic_A.rvt | UNSET |  |  | Level: Level 1 |  |  |  | 0.500000 | [7 empty] | 0.460000 |  |  |  |  | N/A | UNSET | N/A | N/A | TRUE | N/A | 0 | N/A | 0 | 0 | 0 | 0 | 0 | UNSET | N/A | N/A | FIXED | N/A | Ground Fault Receptacles | UNSET | N/A |  | N/A | N/A | N/A | 0 | L1 | 0 | N/A | N/A | N/A | 0 | [16 empty] | N/A |  |  |  | 23.80.50.11.17 | [7 empty] | Receptacle |  | N21E2 | 16 | [5 empty] | 1291.669250 | 0.000000 | 330 | 1937.503875 | TRUE
1909 | 1E16 |  | 900321 | New Construction | N/A | [5 empty] | 103464 |  | 46577 |  | 43807 |  |  | Standard | 0 |  | 98694,98695,98696,98697,98698,98699,103571,103572,103573,103574,103575 | 0Oe4W3Rwf1Dht7uPdCMRxM | 1 |  | M_Duplex Receptacle:Standard:Standard:900321 |  |  | N/A | 1909 | N/A |  | N/A | N/A | N/A | N/A | N/A |  | 120 V/1-180 VA | N/A | Linked Revit Model : Clinic_A.rvt | UNSET |  |  | Level: Level 1 |  |  |  | 0.500000 | [7 empty] | 0.460000 |  |  |  |  | N/A | UNSET | N/A | N/A | TRUE | N/A | 0 | N/A | 0 | 0 | 0 | 0 | 0 | UNSET | N/A | N/A | FIXED | N/A | Ground Fault Receptacles | UNSET | N/A |  | N/A | N/A | N/A | 0 | L1 | 0 | N/A | N/A | N/A | 0 | [16 empty] | N/A |  |  |  | 23.80.50.11.17 | [7 empty] | Receptacle |  | N21E2 | 16 | [5 empty] | 1291.669250 | 0.000000 | 335 | 1937.503875 | TRUE
1912 | 1E16 |  | 900568 | New Construction | N/A | [5 empty] | 103464 |  | 46580 |  | 43810 |  |  | Standard | 0 |  | 98712,98713,98714,98715,98716,98717,103571,103572,103573,103574,103575 | 0Oe4W3Rwf1Dht7uPdCMR$l | 1 |  | M_Duplex Receptacle:Standard:Standard:900568 |  |  | N/A | 1912 | N/A |  | N/A | N/A | N/A | N/A | N/A |  | 120 V/1-180 VA | N/A | M_Lighting and Appliance Panelboard - 208V MLO : N21E1 | UNSET |  |  | Level: Level 1 |  |  |  | 0.500000 | [7 empty] | 0.460000 |  |  |  |  | N/A | UNSET | N/A | N/A | TRUE | N/A | 0 | N/A | 0 | 0 | 0 | 0 | 0 | UNSET | N/A | N/A | FIXED | N/A | Ground Fault Receptacles | UNSET | N/A |  | N/A | N/A | N/A | 0 | L1 | 0 | N/A | N/A | N/A | 0 | [16 empty] | N/A |  |  |  | 23.80.50.11.17 | [7 empty] | Receptacle |  | N21E2 | 16 | [5 empty] | 1291.669250 | 0.000000 | 338 | 1937.503875 | TRUE
1913 | 1E16 |  | 900578 | New Construction | N/A | [5 empty] | 103464 |  | 46581 |  | 43811 |  |  | Standard | 0 |  | 98718,98719,98720,98721,98722,98723,103571,103572,103573,103574,103575 | 0Oe4W3Rwf1Dht7uPdCMR$L | 1 |  | M_Duplex Receptacle:Standard:Standard:900578 |  |  | N/A | 1913 | N/A |  | N/A | N/A | N/A | N/A | N/A |  | 120 V/1-180 VA | N/A | Linked Revit Model : Clinic_A.rvt | UNSET |  |  | Level: Level 1 |  |  |  | 0.500000 | [7 empty] | 0.460000 |  |  |  |  | N/A | UNSET | N/A | N/A | TRUE | N/A | 0 | N/A | 0 | 0 | 0 | 0 | 0 | UNSET | N/A | N/A | FIXED | N/A | Ground Fault Receptacles | UNSET | N/A |  | N/A | N/A | N/A | 0 | L1 | 0 | N/A | N/A | N/A | 0 | [16 empty] | N/A |  |  |  | 23.80.50.11.17 | [7 empty] | Receptacle |  | N21E2 | 21 | [5 empty] | 1291.669250 | 0.000000 | 339 | 1937.503875 | TRUE
1914 | 1E16 |  | 900886 | New Construction | N/A | [5 empty] | 103464 |  | 46582 |  | 43812 |  |  | Standard | 0 |  | 98724,98725,98726,98727,98728,98729,103571,103572,103573,103574,103575 | 0Oe4W3Rwf1Dht7uPdCMRqX | 1 |  | M_Duplex Receptacle:Standard:Standard:900886 |  |  | N/A | 1914 | N/A |  | N/A | N/A | N/A | N/A | N/A |  | 120 V/1-180 VA | N/A | Linked Revit Model : Clinic_A.rvt | UNSET |  |  | Level: Level 1 |  |  |  | 0.500000 | [7 empty] | 0.460000 |  |  |  |  | N/A | UNSET | N/A | N/A | TRUE | N/A | 0 | N/A | 0 | 0 | 0 | 0 | 0 | UNSET | N/A | N/A | FIXED | N/A | Ground Fault Receptacles | UNSET | N/A |  | N/A | N/A | N/A | 0 | L1 | 0 | N/A | N/A | N/A | 0 | [16 empty] | N/A |  |  |  | 23.80.50.11.17 | [7 empty] | Receptacle |  | N21E2 | 20 | [5 empty] | 1291.669250 | 0.000000 | 340 | 1937.503875 | TRUE
1915 | 1E16 |  | 900911 | New Construction | N/A | [5 empty] | 103464 |  | 46583 |  | 43813 |  |  | Standard | 0 |  | 98730,98731,98732,98733,98734,98735,103571,103572,103573,103574,103575 | 0Oe4W3Rwf1Dht7uPdCMRqO | 1 |  | M_Duplex Receptacle:Standard:Standard:900911 |  |  | N/A | 1915 | N/A |  | N/A | N/A | N/A | N/A | N/A |  | 120 V/1-180 VA | N/A | Linked Revit Model : Clinic_A.rvt | UNSET |  |  | Level: Level 1 |  |  |  | 0.500000 | [7 empty] | 0.460000 |  |  |  |  | N/A | UNSET | N/A | N/A | TRUE | N/A | 0 | N/A | 0 | 0 | 0 | 0 | 0 | UNSET | N/A | N/A | FIXED | N/A | Ground Fault Receptacles | UNSET | N/A |  | N/A | N/A | N/A | 0 | L1 | 0 | N/A | N/A | N/A | 0 | [16 empty] | N/A |  |  |  | 23.80.50.11.17 | [7 empty] | Receptacle |  | N21E2 | 18 | [5 empty] | 1291.669250 | 0.000000 | 341 | 1937.503875 | TRUE
1916 | 1E16 |  | 900935 | New Construction | N/A | [5 empty] | 103464 |  | 46584 |  | 43814 |  |  | Standard | 0 |  | 98736,98737,98738,98739,98740,98741,103571,103572,103573,103574,103575 | 0Oe4W3Rwf1Dht7uPdCMRrm | 1 |  | M_Duplex Receptacle:Standard:Standard:900935 |  |  | N/A | 1916 | N/A |  | N/A | N/A | N/A | N/A | N/A |  | 120 V/1-180 VA | N/A | Linked Revit Model : Clinic_A.rvt | UNSET |  |  | Level: Level 1 |  |  |  | 0.500000 | [7 empty] | 0.460000 |  |  |  |  | N/A | UNSET | N/A | N/A | TRUE | N/A | 0 | N/A | 0 | 0 | 0 | 0 | 0 | UNSET | N/A | N/A | FIXED | N/A | Ground Fault Receptacles | UNSET | N/A |  | N/A | N/A | N/A | 0 | L1 | 0 | N/A | N/A | N/A | 0 | [16 empty] | N/A |  |  |  | 23.80.50.11.17 | [7 empty] | Receptacle |  | N21E2 | 16 | [5 empty] | 1291.669250 | 0.000000 | 342 | 1937.503875 | TRUE
1917 | 1E16 |  | 901019 | New Construction | N/A | [5 empty] | 103464 |  | 46585 |  | 43815 |  |  | Standard | 0 |  | 98742,98743,98744,98745,98746,98747,103571,103572,103573,103574,103575 | 0Oe4W3Rwf1Dht7uPdCMRsi | 1 |  | M_Duplex Receptacle:Standard:Standard:901019 |  |  | N/A | 1917 | N/A |  | N/A | N/A | N/A | N/A | N/A |  | 120 V/1-180 VA | N/A | Linked Revit Model : Clinic_A.rvt | UNSET |  |  | Level: Level 1 |  |  |  | 0.500000 | [7 empty] | 0.460000 |  |  |  |  | N/A | UNSET | N/A | N/A | TRUE | N/A | 0 | N/A | 0 | 0 | 0 | 0 | 0 | UNSET | N/A | N/A | FIXED | N/A | Ground Fault Receptacles | UNSET | N/A |  | N/A | N/A | N/A | 0 | L1 | 0 | N/A | N/A | N/A | 0 | [16 empty] | N/A |  |  |  | 23.80.50.11.17 | [7 empty] | Receptacle |  | N21E2 | 16 | [5 empty] | 1291.669250 | 0.000000 | 343 | 1937.503875 | TRUE
1033 | 1E17 | 0 | 827331 | New Construction | N/A |  | 0 |  | 0 |  | 102932 | Point+HemiSpherical | 46106 |  | 53839 | REF TYPE MARK | 0 | Q4 - 1219mm - 1m Drop | 0 | 86614 | 95803,95804,95805,95806,95807,95808,95809,103507,103508,103509,103510,103511,103512,103513,103514,103515 | 3dg6tDRA54OxNLWvKHl6Po | 1 |  | M_Pendant Light - Linear:Q4 - 1219mm - 1m Drop:Q4 - 1219mm - 1m Drop:827331 |  | NO | N/A | 1033 | N/A | 16777215 | N/A | N/A | N/A | N/A | N/A |  | 120 V/1-64 VA | N/A | Linked Revit Model : Clinic_A.rvt | UNSET |  |  | Level: Level 1 | UNSET | F | 0 | 2.680000 |  | 688.890267 | 0 | 0.050000 |  |  |  | 1.200000 |  |  | T8, 1219mm, RAPID START, CRI=75 T8, 1219mm, RAPID START, CRI=75 T8, 1219mm, RAPID START, CRI=75 |  | N/A | UNSET | N/A | N/A | TRUE | N/A | 0 | N/A | 0 | 0 | 0 | 0 | 0 | UNSET | N/A | N/A | FIXED | N/A | General Luminaries, Non Directional | UNSET | N/A | D5020210 | N/A | N/A | N/A | 0 | L1 | 0 | N/A | N/A | N/A | 0 | UNSET | UNSET | 0 | 0 | 0 | 0 | 0 | [9 empty] | N/A | Lighting - Fluorescent |  |  | 23.80.70.11.11 |  |  | Q4 |  |  |  | 1291.669250 | Lighting - Dwelling Unit | 1 | L41B | 6 |  |  | 2900.000000 | 32 | [9 empty] | Glass - White, High Luminance |  | 1.200000 | 2.000000 | Metal - Paint Finish - Ivory, Glossy | Metal - Paint Finish - Ivory, Glossy
1402 | 1E17 |  | 819880 | New Construction | N/A | [5 empty] | 102932 |  | 46073 |  | 43332 |  |  | Single Pole | 0 |  | 95593,95594,95595,95596,95597,95598,103554,103555,103556,103557,103558,103559 | 0FXKOTtYf3kRrcedvXFl1c | 1 |  | M_Lighting Switches:Single Pole:Single Pole:819880 |  |  | N/A | 1402 | N/A |  | N/A | N/A | N/A | N/A | N/A |  | 120 V/1-0 VA | N/A | Linked Revit Model : Clinic_A.rvt |  |  |  | Level: Level 1 |  |  |  | 1.200000 |  | 0.000000 | [5 empty] | 1.200000 |  |  |  |  | N/A | UNSET | N/A | N/A | TRUE | N/A | 0 | N/A | 0 | 0 | 0 | 0 | 0 | UNSET | N/A | N/A | FIXED | N/A | Switches | UNSET | N/A |  | N/A | N/A | N/A | 0 | L1 | 0 | N/A | N/A | N/A | 0 | [16 empty] | N/A |  |  |  | 23.80.50.11.14 | [7 empty] | Other |  | L41B | 6 | [5 empty] | 1291.669250 | 0.000000
521 | 1E18 | 0 | 740164 | New Construction | N/A |  | 0 |  | 0 |  | 103364 | Point+HemiSpherical | 45320 |  | 53191 | REF TYPE MARK | 0 | B1 - 0610x1219mm | 0 | 87122 | 90387,90388,90389,90390,90391,90392,90393,103561,103562,103563,103564,103565,103566,103567,103568,103569 | 0jQ9LiL9v909pyRa4VVtGO | 1 |  | M_Troffer Light - Parabolic Rectangular:B1 - 0610x1219mm:B1 - 0610x1219mm:740164 |  | NO | N/A | 521 | N/A | 16777215 | N/A | N/A | N/A | N/A | N/A |  | 120 V/1-80 VA | N/A | <not associated> | UNSET |  |  | Level: Level 1 | UNSET | F | 0 | 2.680000 |  | 861.112833 | 0 | 0.050000 |  |  |  | 1.200000 |  |  | T8, 1219mm, RAPID START, CRI=75 |  | N/A | UNSET | N/A | N/A | TRUE | N/A | 0 | N/A | 0 | 0 | 0 | 0 | 0 | UNSET | N/A | N/A | FIXED | N/A | Downlights | UNSET | N/A | D5020210 | N/A | N/A | N/A | 0 | L1 | 0 | N/A | N/A | N/A | 0 | UNSET | UNSET | 0 | 0 | 0 | 0 | 0 | [9 empty] | N/A | Lighting - Fluorescent |  |  | 23.80.70.11.14.11 |  |  | B1 |  |  |  | 1291.669250 | Lighting - Dwelling Unit | 1 | L41B | 6 |  |  | 2900.000000 | 32 | [8 empty] | Metal - Paint Finish - Dark Gray, Matte | Glass - White, High Luminance | Metal - Chrome
522 | 1E18 | 0 | 740172 | New Construction | N/A |  | 0 |  | 0 |  | 103364 | Point+HemiSpherical | 45321 |  | 53192 | REF TYPE MARK | 0 | B1 - 0610x1219mm | 0 | 87121 | 90394,90395,90396,90397,90398,90399,90400,103561,103562,103563,103564,103565,103566,103567,103568,103569 | 0jQ9LiL9v909pyRa4VVtGG | 1 |  | M_Troffer Light - Parabolic Rectangular:B1 - 0610x1219mm:B1 - 0610x1219mm:740172 |  | NO | N/A | 522 | N/A | 16777215 | N/A | N/A | N/A | N/A | N/A |  | 120 V/1-80 VA | N/A | <not associated> | UNSET |  |  | Level: Level 1 | UNSET | F | 0 | 2.680000 |  | 861.112833 | 0 | 0.050000 |  |  |  | 1.200000 |  |  | T8, 1219mm, RAPID START, CRI=75 |  | N/A | UNSET | N/A | N/A | TRUE | N/A | 0 | N/A | 0 | 0 | 0 | 0 | 0 | UNSET | N/A | N/A | FIXED | N/A | Downlights | UNSET | N/A | D5020210 | N/A | N/A | N/A | 0 | L1 | 0 | N/A | N/A | N/A | 0 | UNSET | UNSET | 0 | 0 | 0 | 0 | 0 | [9 empty] | N/A | Lighting - Fluorescent |  |  | 23.80.70.11.14.11 |  |  | B1 |  |  |  | 1291.669250 | Lighting - Dwelling Unit | 1 | L41B | 6 |  |  | 2900.000000 | 32 | [8 empty] | Metal - Paint Finish - Dark Gray, Matte | Glass - White, High Luminance | Metal - Chrome
523 | 1E18 | 0 | 740180 | New Construction | N/A |  | 0 |  | 0 |  | 103364 | Point+HemiSpherical | 45322 |  | 53193 | REF TYPE MARK | 0 | B1 - 0610x1219mm | 0 | 87120 | 90401,90402,90403,90404,90405,90406,90407,103561,103562,103563,103564,103565,103566,103567,103568,103569 | 0jQ9LiL9v909pyRa4VVtG8 | 1 |  | M_Troffer Light - Parabolic Rectangular:B1 - 0610x1219mm:B1 - 0610x1219mm:740180 |  | NO | N/A | 523 | N/A | 16777215 | N/A | N/A | N/A | N/A | N/A |  | 120 V/1-80 VA | N/A | <not associated> | UNSET |  |  | Level: Level 1 | UNSET | F | 0 | 2.680000 |  | 861.112833 | 0 | 0.050000 |  |  |  | 1.200000 |  |  | T8, 1219mm, RAPID START, CRI=75 |  | N/A | UNSET | N/A | N/A | TRUE | N/A | 0 | N/A | 0 | 0 | 0 | 0 | 0 | UNSET | N/A | N/A | FIXED | N/A | Downlights | UNSET | N/A | D5020210 | N/A | N/A | N/A | 0 | L1 | 0 | N/A | N/A | N/A | 0 | UNSET | UNSET | 0 | 0 | 0 | 0 | 0 | [9 empty] | N/A | Lighting - Fluorescent |  |  | 23.80.70.11.14.11 |  |  | B1 |  |  |  | 1291.669250 | Lighting - Dwelling Unit | 1 | L41B | 6 |  |  | 2900.000000 | 32 | [8 empty] | Metal - Paint Finish - Dark Gray, Matte | Glass - White, High Luminance | Metal - Chrome
1401 | 1E18 |  | 819825 | New Construction | N/A | [5 empty] | 103364 |  | 46072 |  | 43331 |  |  | Single Pole | 0 |  | 95587,95588,95589,95590,95591,95592,103554,103555,103556,103557,103558,103559 | 0FXKOTtYf3kRrcedvXFl2$ | 1 |  | M_Lighting Switches:Single Pole:Single Pole:819825 |  |  | N/A | 1401 | N/A |  | N/A | N/A | N/A | N/A | N/A |  | 120 V/1-0 VA | N/A | Linked Revit Model : Clinic_A.rvt |  |  |  | Level: Level 1 |  |  |  | 1.200000 |  | 0.000000 | [5 empty] | 1.200000 |  |  |  |  | N/A | UNSET | N/A | N/A | TRUE | N/A | 0 | N/A | 0 | 0 | 0 | 0 | 0 | UNSET | N/A | N/A | FIXED | N/A | Switches | UNSET | N/A |  | N/A | N/A | N/A | 0 | L1 | 0 | N/A | N/A | N/A | 0 | [16 empty] | N/A |  |  |  | 23.80.50.11.14 | [7 empty] | Other |  | L41B | 6 | [5 empty] | 1291.669250 | 0.000000
1903 | 1E18 |  | 900026 | New Construction | N/A | [5 empty] | 103364 |  | 46571 |  | 43801 |  |  | Standard | 0 |  | 98658,98659,98660,98661,98662,98663,103571,103572,103573,103574,103575 | 0Oe4W3Rwf1Dht7uPdCMRcD | 1 |  | M_Duplex Receptacle:Standard:Standard:900026 |  |  | N/A | 1903 | N/A |  | N/A | N/A | N/A | N/A | N/A |  | 120 V/1-180 VA | N/A | Linked Revit Model : Clinic_A.rvt | UNSET |  |  | Level: Level 1 |  |  |  | 0.500000 | [7 empty] | 0.460000 |  |  |  |  | N/A | UNSET | N/A | N/A | TRUE | N/A | 0 | N/A | 0 | 0 | 0 | 0 | 0 | UNSET | N/A | N/A | FIXED | N/A | Ground Fault Receptacles | UNSET | N/A |  | N/A | N/A | N/A | 0 | L1 | 0 | N/A | N/A | N/A | 0 | [16 empty] | N/A |  |  |  | 23.80.50.11.17 | [7 empty] | Receptacle |  | N21E2 | 17 | [5 empty] | 1291.669250 | 0.000000 | 329 | 1937.503875 | TRUE
1905 | 1E18 |  | 900165 | New Construction | N/A | [5 empty] | 103364 |  | 46573 |  | 43803 |  |  | Standard | 0 |  | 98670,98671,98672,98673,98674,98675,103571,103572,103573,103574,103575 | 0Oe4W3Rwf1Dht7uPdCMRvo | 1 |  | M_Duplex Receptacle:Standard:Standard:900165 |  |  | N/A | 1905 | N/A |  | N/A | N/A | N/A | N/A | N/A |  | 120 V/1-180 VA | N/A | Linked Revit Model : Clinic_A.rvt | UNSET |  |  | Level: Level 1 |  |  |  | 0.500000 | [7 empty] | 0.460000 |  |  |  |  | N/A | UNSET | N/A | N/A | TRUE | N/A | 0 | N/A | 0 | 0 | 0 | 0 | 0 | UNSET | N/A | N/A | FIXED | N/A | Ground Fault Receptacles | UNSET | N/A |  | N/A | N/A | N/A | 0 | L1 | 0 | N/A | N/A | N/A | 0 | [16 empty] | N/A |  |  |  | 23.80.50.11.17 | [7 empty] | Receptacle |  | N21E2 | 17 | [5 empty] | 1291.669250 | 0.000000 | 331 | 1937.503875 | TRUE
1906 | 1E18 |  | 900244 | New Construction | N/A | [5 empty] | 103364 |  | 46574 |  | 43804 |  |  | Standard | 0 |  | 98676,98677,98678,98679,98680,98681,103571,103572,103573,103574,103575 | 0Oe4W3Rwf1Dht7uPdCMRwZ | 1 |  | M_Duplex Receptacle:Standard:Standard:900244 |  |  | N/A | 1906 | N/A |  | N/A | N/A | N/A | N/A | N/A |  | 120 V/1-180 VA | N/A | Linked Revit Model : Clinic_A.rvt | UNSET |  |  | Level: Level 1 |  |  |  | 0.500000 | [7 empty] | 0.460000 |  |  |  |  | N/A | UNSET | N/A | N/A | TRUE | N/A | 0 | N/A | 0 | 0 | 0 | 0 | 0 | UNSET | N/A | N/A | FIXED | N/A | Ground Fault Receptacles | UNSET | N/A |  | N/A | N/A | N/A | 0 | L1 | 0 | N/A | N/A | N/A | 0 | [16 empty] | N/A |  |  |  | 23.80.50.11.17 | [7 empty] | Receptacle |  | N21E2 | 17 | [5 empty] | 1291.669250 | 0.000000 | 332 | 1937.503875 | TRUE
1907 | 1E18 |  | 900268 | New Construction | N/A | [5 empty] | 103364 |  | 46575 |  | 43805 |  |  | Standard | 0 |  | 98682,98683,98684,98685,98686,98687,103571,103572,103573,103574,103575 | 0Oe4W3Rwf1Dht7uPdCMRwR | 1 |  | M_Duplex Receptacle:Standard:Standard:900268 |  |  | N/A | 1907 | N/A |  | N/A | N/A | N/A | N/A | N/A |  | 120 V/1-180 VA | N/A | Linked Revit Model : Clinic_A.rvt | UNSET |  |  | Level: Level 1 |  |  |  | 0.500000 | [7 empty] | 0.460000 |  |  |  |  | N/A | UNSET | N/A | N/A | TRUE | N/A | 0 | N/A | 0 | 0 | 0 | 0 | 0 | UNSET | N/A | N/A | FIXED | N/A | Ground Fault Receptacles | UNSET | N/A |  | N/A | N/A | N/A | 0 | L1 | 0 | N/A | N/A | N/A | 0 | [16 empty] | N/A |  |  |  | 23.80.50.11.17 | [7 empty] | Receptacle |  | N21E2 | 19 | [5 empty] | 1291.669250 | 0.000000 | 333 | 1937.503875 | TRUE
1908 | 1E18 |  | 900292 | New Construction | N/A | [5 empty] | 103364 |  | 46576 |  | 43806 |  |  | Standard | 0 |  | 98688,98689,98690,98691,98692,98693,103571,103572,103573,103574,103575 | 0Oe4W3Rwf1Dht7uPdCMRxp | 1 |  | M_Duplex Receptacle:Standard:Standard:900292 |  |  | N/A | 1908 | N/A |  | N/A | N/A | N/A | N/A | N/A |  | 120 V/1-180 VA | N/A | Linked Revit Model : Clinic_A.rvt | UNSET |  |  | Level: Level 1 |  |  |  | 0.500000 | [7 empty] | 0.460000 |  |  |  |  | N/A | UNSET | N/A | N/A | TRUE | N/A | 0 | N/A | 0 | 0 | 0 | 0 | 0 | UNSET | N/A | N/A | FIXED | N/A | Ground Fault Receptacles | UNSET | N/A |  | N/A | N/A | N/A | 0 | L1 | 0 | N/A | N/A | N/A | 0 | [16 empty] | N/A |  |  |  | 23.80.50.11.17 | [7 empty] | Receptacle |  | N21E2 | 17 | [5 empty] | 1291.669250 | 0.000000 | 334 | 1937.503875 | TRUE
1910 | 1E18 |  | 900345 | New Construction | N/A | [5 empty] | 103364 |  | 46578 |  | 43808 |  |  | Standard | 0 |  | 98700,98701,98702,98703,98704,98705,103571,103572,103573,103574,103575 | 0Oe4W3Rwf1Dht7uPdCMRxE | 1 |  | M_Duplex Receptacle:Standard:Standard:900345 |  |  | N/A | 1910 | N/A |  | N/A | N/A | N/A | N/A | N/A |  | 120 V/1-180 VA | N/A | M_Lighting and Appliance Panelboard - 208V MLO : F41E | UNSET |  |  | Level: Level 1 |  |  |  | 0.500000 | [7 empty] | 0.460000 |  |  |  |  | N/A | UNSET | N/A | N/A | TRUE | N/A | 0 | N/A | 0 | 0 | 0 | 0 | 0 | UNSET | N/A | N/A | FIXED | N/A | Ground Fault Receptacles | UNSET | N/A |  | N/A | N/A | N/A | 0 | L1 | 0 | N/A | N/A | N/A | 0 | [16 empty] | N/A |  |  |  | 23.80.50.11.17 | [7 empty] | Receptacle |  | N21E2 | 19 | [5 empty] | 1291.669250 | 0.000000 | 336 | 1937.503875 | TRUE
1911 | 1E18 |  | 900402 | New Construction | N/A | [5 empty] | 103364 |  | 46579 |  | 43809 |  |  | Standard | 0 |  | 98706,98707,98708,98709,98710,98711,103571,103572,103573,103574,103575 | 0Oe4W3Rwf1Dht7uPdCMRy5 | 1 |  | M_Duplex Receptacle:Standard:Standard:900402 |  |  | N/A | 1911 | N/A |  | N/A | N/A | N/A | N/A | N/A |  | 120 V/1-180 VA | N/A | M_Lighting and Appliance Panelboard - 208V MLO : F21E | UNSET |  |  | Level: Level 1 |  |  |  | 0.500000 | [7 empty] | 0.460000 |  |  |  |  | N/A | UNSET | N/A | N/A | TRUE | N/A | 0 | N/A | 0 | 0 | 0 | 0 | 0 | UNSET | N/A | N/A | FIXED | N/A | Ground Fault Receptacles | UNSET | N/A |  | N/A | N/A | N/A | 0 | L1 | 0 | N/A | N/A | N/A | 0 | [16 empty] | N/A |  |  |  | 23.80.50.11.17 | [7 empty] | Receptacle |  | N21E2 | 19 | [5 empty] | 1291.669250 | 0.000000 | 337 | 1937.503875 | TRUE
705 | 1E19 | 0 | 745992 | New Construction | N/A |  | 0 |  | 0 |  | 103328 | Point+HemiSpherical | 45504 |  | 53375 | REF TYPE MARK | 0 | Q4 - 1219mm - 1m Drop | 0 | 86938 | 91707,91708,91709,91710,91711,91712,91713,103507,103508,103509,103510,103511,103512,103513,103514,103515 | 1MPejKGxvAxOPe64yBS0M8 | 1 |  | M_Pendant Light - Linear:Q4 - 1219mm - 1m Drop:Q4 - 1219mm - 1m Drop:745992 |  | NO | N/A | 705 | N/A | 16777215 | N/A | N/A | N/A | N/A | N/A |  | 120 V/1-64 VA | N/A | Linked Revit Model : Clinic_A.rvt | UNSET |  |  | Level: Level 1 | UNSET | F | 0 | 2.680000 |  | 688.890267 | 0 | 0.050000 |  |  |  | 1.200000 |  |  | T8, 1219mm, RAPID START, CRI=75 T8, 1219mm, RAPID START, CRI=75 T8, 1219mm, RAPID START, CRI=75 |  | N/A | UNSET | N/A | N/A | TRUE | N/A | 0 | N/A | 0 | 0 | 0 | 0 | 0 | UNSET | N/A | N/A | FIXED | N/A | General Luminaries, Non Directional | UNSET | N/A | D5020210 | N/A | N/A | N/A | 0 | L1 | 0 | N/A | N/A | N/A | 0 | UNSET | UNSET | 0 | 0 | 0 | 0 | 0 | [9 empty] | N/A | Lighting - Fluorescent |  |  | 23.80.70.11.11 |  |  | Q4 |  |  |  | 1291.669250 | Lighting - Dwelling Unit | 1 | L41B | 6 |  |  | 2900.000000 | 32 | [9 empty] | Glass - White, High Luminance |  | 1.200000 | 2.000000 | Metal - Paint Finish - Ivory, Glossy | Metal - Paint Finish - Ivory, Glossy
706 | 1E19 | 0 | 746053 | New Construction | N/A |  | 0 |  | 0 |  | 103328 | Point+HemiSpherical | 45505 |  | 53376 | REF TYPE MARK | 0 | Q4B - 1219mm - 1m Drop | 0 | 86937 | 91714,91715,91716,91717,91718,91719,91720,103396,103397,103398,103399,103400,103401,103402,103403,103405 | 1MPejKGxvAxOPe64yBS0N5 | 1 |  | M_Pendant Light - Linear:Q4B - 1219mm - 1m Drop:Q4B - 1219mm - 1m Drop:746053 |  | YES | N/A | 706 | N/A | 16777215 | N/A | N/A | N/A | N/A | N/A |  | 120 V/1-64 VA | N/A | Linked Revit Model : Clinic_A.rvt | UNSET |  |  | Level: Level 1 | UNSET | F | 0 | 2.680000 |  | 688.890267 | 0 | 0.050000 |  |  |  | 1.200000 |  |  | T8, 1219mm, RAPID START, CRI=75 T8, 1219mm, RAPID START, CRI=75 T8, 1219mm, RAPID START, CRI=75 |  | N/A | UNSET | N/A | N/A | TRUE | N/A | 0 | N/A | 0 | 0 | 0 | 0 | 0 | UNSET | N/A | N/A | FIXED | N/A | General Luminaries, Non Directional | UNSET | N/A | D5020210 | N/A | N/A | N/A | 0 | L1 | 0 | N/A | N/A | N/A | 0 | UNSET | UNSET | 0 | 0 | 0 | 0 | 0 | [9 empty] | N/A | Lighting - Fluorescent |  |  | 23.80.70.11.11 |  |  | Q4B |  |  |  | 1291.669250 | Lighting - Dwelling Unit | 1 | L41B | 6 |  |  | 2900.000000 | 32 | [9 empty] | Glass - White, High Luminance |  | 1.200000 | 2.000000 | Metal - Paint Finish - Ivory, Glossy | Metal - Paint Finish - Ivory, Glossy
1399 | 1E19 |  | 819445 | New Construction | N/A | [5 empty] | 103328 |  | 46070 |  | 43329 |  |  | Single Pole | 0 |  | 95575,95576,95577,95578,95579,95580,103554,103555,103556,103557,103558,103559 | 0FXKOTtYf3kRrcedvXFl8x | 1 |  | M_Lighting Switches:Single Pole:Single Pole:819445 |  |  | N/A | 1399 | N/A |  | N/A | N/A | N/A | N/A | N/A |  | 120 V/1-0 VA | N/A | Linked Revit Model : Clinic_A.rvt |  |  |  | Level: Level 1 |  |  |  | 1.200000 |  | 0.000000 | [5 empty] | 1.200000 |  |  |  |  | N/A | UNSET | N/A | N/A | TRUE | N/A | 0 | N/A | 0 | 0 | 0 | 0 | 0 | UNSET | N/A | N/A | FIXED | N/A | Switches | UNSET | N/A |  | N/A | N/A | N/A | 0 | L1 | 0 | N/A | N/A | N/A | 0 | [16 empty] | N/A |  |  |  | 23.80.50.11.14 | [7 empty] | Other |  | L41B | 6 | [5 empty] | 1291.669250 | 0.000000
1919 | 1E19 |  | 901157 | New Construction | N/A | [5 empty] | 103328 |  | 46587 |  | 43817 |  |  | Standard | 0 |  | 98754,98755,98756,98757,98758,98759,103571,103572,103573,103574,103575 | 0Oe4W3Rwf1Dht7uPdCMS8I | 1 |  | M_Duplex Receptacle:Standard:Standard:901157 |  |  | N/A | 1919 | N/A |  | N/A | N/A | N/A | N/A | N/A |  | 120 V/1-180 VA | N/A | Linked Revit Model : Clinic_A.rvt | UNSET |  |  | Level: Level 1 |  |  |  | 0.500000 | [7 empty] | 0.460000 |  |  |  |  | N/A | UNSET | N/A | N/A | TRUE | N/A | 0 | N/A | 0 | 0 | 0 | 0 | 0 | UNSET | N/A | N/A | FIXED | N/A | Ground Fault Receptacles | UNSET | N/A |  | N/A | N/A | N/A | 0 | L1 | 0 | N/A | N/A | N/A | 0 | [16 empty] | N/A |  |  |  | 23.80.50.11.17 | [7 empty] | Receptacle |  | N21E2 | 13 | [5 empty] | 1291.669250 | 0.000000 | 345 | 1937.503875 | TRUE
702 | 1E20 | 0 | 745757 | New Construction | N/A |  | 0 |  | 0 |  | 103098 | Point+HemiSpherical | 45501 |  | 53372 | REF TYPE MARK | 0 | Q4 - 1219mm - 1m Drop | 0 | 86941 | 91686,91687,91688,91689,91690,91691,91692,103507,103508,103509,103510,103511,103512,103513,103514,103515 | 1MPejKGxvAxOPe64yBS0QT | 1 |  | M_Pendant Light - Linear:Q4 - 1219mm - 1m Drop:Q4 - 1219mm - 1m Drop:745757 |  | NO | N/A | 702 | N/A | 16777215 | N/A | N/A | N/A | N/A | N/A |  | 120 V/1-64 VA | N/A | Linked Revit Model : Clinic_A.rvt | UNSET |  |  | Level: Level 1 | UNSET | F | 0 | 2.680000 |  | 688.890267 | 0 | 0.050000 |  |  |  | 1.200000 |  |  | T8, 1219mm, RAPID START, CRI=75 T8, 1219mm, RAPID START, CRI=75 T8, 1219mm, RAPID START, CRI=75 |  | N/A | UNSET | N/A | N/A | TRUE | N/A | 0 | N/A | 0 | 0 | 0 | 0 | 0 | UNSET | N/A | N/A | FIXED | N/A | General Luminaries, Non Directional | UNSET | N/A | D5020210 | N/A | N/A | N/A | 0 | L1 | 0 | N/A | N/A | N/A | 0 | UNSET | UNSET | 0 | 0 | 0 | 0 | 0 | [9 empty] | N/A | Lighting - Fluorescent |  |  | 23.80.70.11.11 |  |  | Q4 |  |  |  | 1291.669250 | Lighting - Dwelling Unit | 1 | L41B | 6 |  |  | 2900.000000 | 32 | [9 empty] | Glass - White, High Luminance |  | 1.200000 | 2.000000 | Metal - Paint Finish - Ivory, Glossy | Metal - Paint Finish - Ivory, Glossy
703 | 1E20 | 0 | 745835 | New Construction | N/A |  | 0 |  | 0 |  | 103098 | Point+HemiSpherical | 45502 |  | 53373 | REF TYPE MARK | 0 | Q4B - 1219mm - 1m Drop | 0 | 86940 | 91693,91694,91695,91696,91697,91698,91699,103396,103397,103398,103399,103400,103401,103402,103403,103405 | 1MPejKGxvAxOPe64yBS0Rh | 1 |  | M_Pendant Light - Linear:Q4B - 1219mm - 1m Drop:Q4B - 1219mm - 1m Drop:745835 |  | YES | N/A | 703 | N/A | 16777215 | N/A | N/A | N/A | N/A | N/A |  | 120 V/1-64 VA | N/A | Linked Revit Model : Clinic_A.rvt | UNSET |  |  | Level: Level 1 | UNSET | F | 0 | 2.680000 |  | 688.890267 | 0 | 0.050000 |  |  |  | 1.200000 |  |  | T8, 1219mm, RAPID START, CRI=75 T8, 1219mm, RAPID START, CRI=75 T8, 1219mm, RAPID START, CRI=75 |  | N/A | UNSET | N/A | N/A | TRUE | N/A | 0 | N/A | 0 | 0 | 0 | 0 | 0 | UNSET | N/A | N/A | FIXED | N/A | General Luminaries, Non Directional | UNSET | N/A | D5020210 | N/A | N/A | N/A | 0 | L1 | 0 | N/A | N/A | N/A | 0 | UNSET | UNSET | 0 | 0 | 0 | 0 | 0 | [9 empty] | N/A | Lighting - Fluorescent |  |  | 23.80.70.11.11 |  |  | Q4B |  |  |  | 1291.669250 | Lighting - Dwelling Unit | 1 | L41B | 6 |  |  | 2900.000000 | 32 | [9 empty] | Glass - White, High Luminance |  | 1.200000 | 2.000000 | Metal - Paint Finish - Ivory, Glossy | Metal - Paint Finish - Ivory, Glossy
1393 | 1E20 |  | 818499 | New Construction | N/A | [5 empty] | 103098 |  | 46064 |  | 43323 |  |  | Single Pole | 0 |  | 95539,95540,95541,95542,95543,95544,103554,103555,103556,103557,103558,103559 | 0FXKOTtYf3kRrcedvXFW_D | 1 |  | M_Lighting Switches:Single Pole:Single Pole:818499 |  |  | N/A | 1393 | N/A |  | N/A | N/A | N/A | N/A | N/A |  | 120 V/1-0 VA | N/A | Linked Revit Model : Clinic_A.rvt |  |  |  | Level: Level 1 |  |  |  | 1.200000 |  | 0.000000 | [5 empty] | 1.200000 |  |  |  |  | N/A | UNSET | N/A | N/A | TRUE | N/A | 0 | N/A | 0 | 0 | 0 | 0 | 0 | UNSET | N/A | N/A | FIXED | N/A | Switches | UNSET | N/A |  | N/A | N/A | N/A | 0 | L1 | 0 | N/A | N/A | N/A | 0 | [16 empty] | N/A |  |  |  | 23.80.50.11.14 | [7 empty] | Other |  | L41B | 6 | [5 empty] | 1291.669250 | 0.000000
1894 | 1E20 |  | 898582 | New Construction | N/A | [5 empty] | 103098 |  | 46562 |  | 43792 |  |  | Standard | 0 |  | 98604,98605,98606,98607,98608,98609,103571,103572,103573,103574,103575 | 0Oe4W3Rwf1Dht7uPdCMRGX | 1 |  | M_Duplex Receptacle:Standard:Standard:898582 |  |  | N/A | 1894 | N/A |  | N/A | N/A | N/A | N/A | N/A |  | 120 V/1-180 VA | N/A | Linked Revit Model : Clinic_A.rvt | UNSET |  |  | Level: Level 1 |  |  |  | 0.500000 | [7 empty] | 0.460000 |  |  |  |  | N/A | UNSET | N/A | N/A | TRUE | N/A | 0 | N/A | 0 | 0 | 0 | 0 | 0 | UNSET | N/A | N/A | FIXED | N/A | Ground Fault Receptacles | UNSET | N/A |  | N/A | N/A | N/A | 0 | L1 | 0 | N/A | N/A | N/A | 0 | [16 empty] | N/A |  |  |  | 23.80.50.11.17 | [7 empty] | Receptacle |  | N21E2 | 13 | [5 empty] | 1291.669250 | 0.000000 | 320 | 1937.503875 | TRUE
704 | 1E21 | 0 | 745874 | New Construction | N/A |  | 0 |  | 0 |  | 102931 | Point+HemiSpherical | 45503 |  | 53374 | REF TYPE MARK | 0 | Q4 - 1219mm - 1m Drop | 0 | 86939 | 91700,91701,91702,91703,91704,91705,91706,103507,103508,103509,103510,103511,103512,103513,103514,103515 | 1MPejKGxvAxOPe64yBS0OI | 1 |  | M_Pendant Light - Linear:Q4 - 1219mm - 1m Drop:Q4 - 1219mm - 1m Drop:745874 |  | NO | N/A | 704 | N/A | 16777215 | N/A | N/A | N/A | N/A | N/A |  | 120 V/1-64 VA | N/A | Linked Revit Model : Clinic_A.rvt | UNSET |  |  | Level: Level 1 | UNSET | F | 0 | 2.680000 |  | 688.890267 | 0 | 0.050000 |  |  |  | 1.200000 |  |  | T8, 1219mm, RAPID START, CRI=75 T8, 1219mm, RAPID START, CRI=75 T8, 1219mm, RAPID START, CRI=75 |  | N/A | UNSET | N/A | N/A | TRUE | N/A | 0 | N/A | 0 | 0 | 0 | 0 | 0 | UNSET | N/A | N/A | FIXED | N/A | General Luminaries, Non Directional | UNSET | N/A | D5020210 | N/A | N/A | N/A | 0 | L1 | 0 | N/A | N/A | N/A | 0 | UNSET | UNSET | 0 | 0 | 0 | 0 | 0 | [9 empty] | N/A | Lighting - Fluorescent |  |  | 23.80.70.11.11 |  |  | Q4 |  |  |  | 1291.669250 | Lighting - Dwelling Unit | 1 | L41B | 6 |  |  | 2900.000000 | 32 | [9 empty] | Glass - White, High Luminance |  | 1.200000 | 2.000000 | Metal - Paint Finish - Ivory, Glossy | Metal - Paint Finish - Ivory, Glossy
1394 | 1E21 |  | 818809 | New Construction | N/A | [5 empty] | 102931 |  | 46065 |  | 43324 |  |  | Single Pole | 0 |  | 95545,95546,95547,95548,95549,95550,103554,103555,103556,103557,103558,103559 | 0FXKOTtYf3kRrcedvXFWot | 1 |  | M_Lighting Switches:Single Pole:Single Pole:818809 |  |  | N/A | 1394 | N/A |  | N/A | N/A | N/A | N/A | N/A |  | 120 V/1-0 VA | N/A | Linked Revit Model : Clinic_A.rvt |  |  |  | Level: Level 1 |  |  |  | 1.200000 |  | 0.000000 | [5 empty] | 1.200000 |  |  |  |  | N/A | UNSET | N/A | N/A | TRUE | N/A | 0 | N/A | 0 | 0 | 0 | 0 | 0 | UNSET | N/A | N/A | FIXED | N/A | Switches | UNSET | N/A |  | N/A | N/A | N/A | 0 | L1 | 0 | N/A | N/A | N/A | 0 | [16 empty] | N/A |  |  |  | 23.80.50.11.14 | [7 empty] | Other |  | L41B | 6 | [5 empty] | 1291.669250 | 0.000000
576 | 1E22 | 0 | 740932 | New Construction | N/A |  | 0 |  | 0 |  | 103005 | Point+HemiSpherical | 45375 |  | 53246 | REF TYPE MARK | 0 | B1 - 0610x1219mm | 0 | 87067 | 90796,90797,90798,90799,90800,90801,90802,103561,103562,103563,103564,103565,103566,103567,103568,103569 | 2ikEQjpcTDnxUN0yGA3WOI | 1 |  | M_Troffer Light - Parabolic Rectangular:B1 - 0610x1219mm:B1 - 0610x1219mm:740932 |  | NO | N/A | 576 | N/A | 16777215 | N/A | N/A | N/A | N/A | N/A |  | 120 V/1-80 VA | N/A | <not associated> | UNSET |  |  | Level: Level 1 | UNSET | F | 0 | 2.680000 |  | 861.112833 | 0 | 0.050000 |  |  |  | 1.200000 |  |  | T8, 1219mm, RAPID START, CRI=75 |  | N/A | UNSET | N/A | N/A | TRUE | N/A | 0 | N/A | 0 | 0 | 0 | 0 | 0 | UNSET | N/A | N/A | FIXED | N/A | Downlights | UNSET | N/A | D5020210 | N/A | N/A | N/A | 0 | L1 | 0 | N/A | N/A | N/A | 0 | UNSET | UNSET | 0 | 0 | 0 | 0 | 0 | [9 empty] | N/A | Lighting - Fluorescent |  |  | 23.80.70.11.14.11 |  |  | B1 |  |  |  | 1291.669250 | Lighting - Dwelling Unit | 1 | L41B | 6 |  |  | 2900.000000 | 32 | [8 empty] | Metal - Paint Finish - Dark Gray, Matte | Glass - White, High Luminance | Metal - Chrome
1395 | 1E22 |  | 818986 | New Construction | N/A | [5 empty] | 103005 |  | 46066 |  | 43325 |  |  | Single Pole | 0 |  | 95551,95552,95553,95554,95555,95556,103554,103555,103556,103557,103558,103559 | 0FXKOTtYf3kRrcedvXFWta | 1 |  | M_Lighting Switches:Single Pole:Single Pole:818986 |  |  | N/A | 1395 | N/A |  | N/A | N/A | N/A | N/A | N/A |  | 120 V/1-0 VA | N/A | Grid : 6.7 |  |  |  | Level: Level 1 |  |  |  | 1.200000 |  | 0.000000 | [5 empty] | 1.200000 |  |  |  |  | N/A | UNSET | N/A | N/A | TRUE | N/A | 0 | N/A | 0 | 0 | 0 | 0 | 0 | UNSET | N/A | N/A | FIXED | N/A | Switches | UNSET | N/A |  | N/A | N/A | N/A | 0 | L1 | 0 | N/A | N/A | N/A | 0 | [16 empty] | N/A |  |  |  | 23.80.50.11.14 | [7 empty] | Other |  | L41B | 6 | [5 empty] | 1291.669250 | 0.000000
1893 | 1E22 |  | 898544 | New Construction | N/A | [5 empty] | 103005 |  | 46561 |  | 43791 |  |  | Standard | 0 |  | 98597,98598,98599,98600,98601,98602,103571,103572,103573,103574,103575 | 0Oe4W3Rwf1Dht7uPdCMRV7 | 1 |  | M_Duplex Receptacle:Standard:Standard:898544 |  |  | N/A | 1893 | N/A |  | N/A | N/A | N/A | N/A | N/A |  | 120 V/1-180 VA | N/A | Linked Revit Model : Clinic_A.rvt | UNSET |  |  | Level: Level 1 |  |  |  | 0.500000 | [7 empty] | 0.460000 |  |  |  |  | N/A | UNSET | N/A | N/A | TRUE | N/A | 0 | N/A | 0 | 0 | 0 | 0 | 0 | UNSET | N/A | N/A | FIXED | N/A | Ground Fault Receptacles | UNSET | N/A |  | N/A | N/A | N/A | 0 | L1 | 0 | N/A | N/A | N/A | 0 | [16 empty] | N/A |  |  |  | 23.80.50.11.17 | [7 empty] | Receptacle |  | N21E2 | 13 | [5 empty] | 1291.669250 | 0.000000 | 319 | 1937.503875 | TRUE
577 | 1E23 | 0 | 740944 | New Construction | N/A |  | 0 |  | 0 |  | 103097 | Point+HemiSpherical | 45376 |  | 53247 | REF TYPE MARK | 0 | B1 - 0610x1219mm | 0 | 87066 | 90803,90804,90805,90806,90807,90808,90809,103561,103562,103563,103564,103565,103566,103567,103568,103569 | 2ikEQjpcTDnxUN0yGA3WO6 | 1 |  | M_Troffer Light - Parabolic Rectangular:B1 - 0610x1219mm:B1 - 0610x1219mm:740944 |  | NO | N/A | 577 | N/A | 16777215 | N/A | N/A | N/A | N/A | N/A |  | 120 V/1-80 VA | N/A | <not associated> | UNSET |  |  | Level: Level 1 | UNSET | F | 0 | 2.680000 |  | 861.112833 | 0 | 0.050000 |  |  |  | 1.200000 |  |  | T8, 1219mm, RAPID START, CRI=75 |  | N/A | UNSET | N/A | N/A | TRUE | N/A | 0 | N/A | 0 | 0 | 0 | 0 | 0 | UNSET | N/A | N/A | FIXED | N/A | Downlights | UNSET | N/A | D5020210 | N/A | N/A | N/A | 0 | L1 | 0 | N/A | N/A | N/A | 0 | UNSET | UNSET | 0 | 0 | 0 | 0 | 0 | [9 empty] | N/A | Lighting - Fluorescent |  |  | 23.80.70.11.14.11 |  |  | B1 |  |  |  | 1291.669250 | Lighting - Dwelling Unit | 1 | L41B | 6 |  |  | 2900.000000 | 32 | [8 empty] | Metal - Paint Finish - Dark Gray, Matte | Glass - White, High Luminance | Metal - Chrome
578 | 1E23 | 0 | 740952 | New Construction | N/A |  | 0 |  | 0 |  | 103097 | Point+HemiSpherical | 45377 |  | 53248 | REF TYPE MARK | 0 | B1 - 0610x1219mm | 0 | 87065 | 90810,90811,90812,90813,90814,90815,90816,103561,103562,103563,103564,103565,103566,103567,103568,103569 | 2ikEQjpcTDnxUN0yGA3WOE | 1 |  | M_Troffer Light - Parabolic Rectangular:B1 - 0610x1219mm:B1 - 0610x1219mm:740952 |  | NO | N/A | 578 | N/A | 16777215 | N/A | N/A | N/A | N/A | N/A |  | 120 V/1-80 VA | N/A | <not associated> | UNSET |  |  | Level: Level 1 | UNSET | F | 0 | 2.680000 |  | 861.112833 | 0 | 0.050000 |  |  |  | 1.200000 |  |  | T8, 1219mm, RAPID START, CRI=75 |  | N/A | UNSET | N/A | N/A | TRUE | N/A | 0 | N/A | 0 | 0 | 0 | 0 | 0 | UNSET | N/A | N/A | FIXED | N/A | Downlights | UNSET | N/A | D5020210 | N/A | N/A | N/A | 0 | L1 | 0 | N/A | N/A | N/A | 0 | UNSET | UNSET | 0 | 0 | 0 | 0 | 0 | [9 empty] | N/A | Lighting - Fluorescent |  |  | 23.80.70.11.14.11 |  |  | B1 |  |  |  | 1291.669250 | Lighting - Dwelling Unit | 1 | L41B | 6 |  |  | 2900.000000 | 32 | [8 empty] | Metal - Paint Finish - Dark Gray, Matte | Glass - White, High Luminance | Metal - Chrome
1398 | 1E23 |  | 819278 | New Construction | N/A | [5 empty] | 103097 |  | 46069 |  | 43328 |  |  | Single Pole | 0 |  | 95569,95570,95571,95572,95573,95574,103554,103555,103556,103557,103558,103559 | 0FXKOTtYf3kRrcedvXFlA0 | 1 |  | M_Lighting Switches:Single Pole:Single Pole:819278 |  |  | N/A | 1398 | N/A |  | N/A | N/A | N/A | N/A | N/A |  | 120 V/1-0 VA | N/A | Grid : B |  |  |  | Level: Level 1 |  |  |  | 1.200000 |  | 0.000000 | [5 empty] | 1.200000 |  |  |  |  | N/A | UNSET | N/A | N/A | TRUE | N/A | 0 | N/A | 0 | 0 | 0 | 0 | 0 | UNSET | N/A | N/A | FIXED | N/A | Switches | UNSET | N/A |  | N/A | N/A | N/A | 0 | L1 | 0 | N/A | N/A | N/A | 0 | [16 empty] | N/A |  |  |  | 23.80.50.11.14 | [7 empty] | Other |  | L41B | 6 | [5 empty] | 1291.669250 | 0.000000
1888 | 1E23 |  | 898098 | New Construction | N/A | [5 empty] | 103097 |  | 46556 |  | 43786 |  |  | Standard | 0 |  | 98562,98563,98564,98565,98566,98567,103571,103572,103573,103574,103575 | 0Oe4W3Rwf1Dht7uPdCMRO5 | 1 |  | M_Duplex Receptacle:Standard:Standard:898098 |  |  | N/A | 1888 | N/A |  | N/A | N/A | N/A | N/A | N/A |  | 120 V/1-180 VA | N/A | Linked Revit Model : Clinic_A.rvt | UNSET |  |  | Level: Level 1 |  |  |  | 0.500000 | [7 empty] | 0.460000 |  |  |  |  | N/A | UNSET | N/A | N/A | TRUE | N/A | 0 | N/A | 0 | 0 | 0 | 0 | 0 | UNSET | N/A | N/A | FIXED | N/A | Ground Fault Receptacles | UNSET | N/A |  | N/A | N/A | N/A | 0 | L1 | 0 | N/A | N/A | N/A | 0 | [16 empty] | N/A |  |  |  | 23.80.50.11.17 | [7 empty] | Receptacle |  | N21E2 | 13 | [5 empty] | 1291.669250 | 0.000000 | 314 | 1937.503875 | TRUE
525 | 1E24 | 0 | 740198 | New Construction | N/A |  | 0 |  | 0 |  | 103475 | Point+HemiSpherical | 45324 |  | 53195 | REF TYPE MARK | 0 | B1 - 0610x1219mm | 0 | 87118 | 90415,90416,90417,90418,90419,90420,90421,103561,103562,103563,103564,103565,103566,103567,103568,103569 | 0jQ9LiL9v909pyRa4VVtGw | 1 |  | M_Troffer Light - Parabolic Rectangular:B1 - 0610x1219mm:B1 - 0610x1219mm:740198 |  | NO | N/A | 525 | N/A | 16777215 | N/A | N/A | N/A | N/A | N/A |  | 120 V/1-80 VA | N/A | <not associated> | UNSET |  |  | Level: Level 1 | UNSET | F | 0 | 2.680000 |  | 861.112833 | 0 | 0.050000 |  |  |  | 1.200000 |  |  | T8, 1219mm, RAPID START, CRI=75 |  | N/A | UNSET | N/A | N/A | TRUE | N/A | 0 | N/A | 0 | 0 | 0 | 0 | 0 | UNSET | N/A | N/A | FIXED | N/A | Downlights | UNSET | N/A | D5020210 | N/A | N/A | N/A | 0 | L1 | 0 | N/A | N/A | N/A | 0 | UNSET | UNSET | 0 | 0 | 0 | 0 | 0 | [9 empty] | N/A | Lighting - Fluorescent |  |  | 23.80.70.11.14.11 |  |  | B1 |  |  |  | 1291.669250 | Lighting - Dwelling Unit | 1 | L41B | 7 |  |  | 2900.000000 | 32 | [8 empty] | Metal - Paint Finish - Dark Gray, Matte | Glass - White, High Luminance | Metal - Chrome
526 | 1E24 | 0 | 740206 | New Construction | N/A |  | 0 |  | 0 |  | 103475 | Point+HemiSpherical | 45325 |  | 53196 | REF TYPE MARK | 0 | B1 - 0610x1219mm | 0 | 87117 | 90424,90425,90426,90427,90428,90429,90430,103561,103562,103563,103564,103565,103566,103567,103568,103569 | 0jQ9LiL9v909pyRa4VVtGo | 1 |  | M_Troffer Light - Parabolic Rectangular:B1 - 0610x1219mm:B1 - 0610x1219mm:740206 |  | NO | N/A | 526 | N/A | 16777215 | N/A | N/A | N/A | N/A | N/A |  | 120 V/1-80 VA | N/A | <not associated> | UNSET |  |  | Level: Level 1 | UNSET | F | 0 | 2.680000 |  | 861.112833 | 0 | 0.050000 |  |  |  | 1.200000 |  |  | T8, 1219mm, RAPID START, CRI=75 |  | N/A | UNSET | N/A | N/A | TRUE | N/A | 0 | N/A | 0 | 0 | 0 | 0 | 0 | UNSET | N/A | N/A | FIXED | N/A | Downlights | UNSET | N/A | D5020210 | N/A | N/A | N/A | 0 | L1 | 0 | N/A | N/A | N/A | 0 | UNSET | UNSET | 0 | 0 | 0 | 0 | 0 | [9 empty] | N/A | Lighting - Fluorescent |  |  | 23.80.70.11.14.11 |  |  | B1 |  |  |  | 1291.669250 | Lighting - Dwelling Unit | 1 | L41B | 7 |  |  | 2900.000000 | 32 | [8 empty] | Metal - Paint Finish - Dark Gray, Matte | Glass - White, High Luminance | Metal - Chrome
527 | 1E24 | 0 | 740214 | New Construction | N/A |  | 0 |  | 0 |  | 103475 | Point+HemiSpherical | 45326 |  | 53197 | REF TYPE MARK | 0 | B1B - 0610x1219mm | 0 | 87116 | 90433,90434,90435,90436,90437,90438,90439,103443,103444,103445,103446,103447,103448,103449,103450,103452 | 0jQ9LiL9v909pyRa4VVtGg | 1 |  | M_Troffer Light - Parabolic Rectangular:B1B - 0610x1219mm:B1B - 0610x1219mm:740214 |  | YES | N/A | 527 | N/A | 16777215 | N/A | N/A | N/A | N/A | N/A |  | 120 V/1-80 VA | N/A | <not associated> | UNSET |  |  | Level: Level 1 | UNSET | F | 0 | 2.680000 |  | 861.112833 | 0 | 0.050000 |  |  |  | 1.200000 |  |  | T8, 1219mm, RAPID START, CRI=75 |  | N/A | UNSET | N/A | N/A | TRUE | N/A | 0 | N/A | 0 | 0 | 0 | 0 | 0 | UNSET | N/A | N/A | FIXED | N/A | Downlights | UNSET | N/A | D5020210 | N/A | N/A | N/A | 0 | L1 | 0 | N/A | N/A | N/A | 0 | UNSET | UNSET | 0 | 0 | 0 | 0 | 0 | [9 empty] | N/A | Lighting - Fluorescent |  |  | 23.80.70.11.14.11 |  |  | B1B |  |  |  | 1291.669250 | Lighting - Dwelling Unit | 1 | L41B | 7 |  |  | 2900.000000 | 32 | [8 empty] | Metal - Paint Finish - Dark Gray, Matte | Glass - White, High Luminance | Metal - Chrome
528 | 1E24 | 0 | 740222 | New Construction | N/A |  | 0 |  | 0 |  | 103475 | Point+HemiSpherical | 45327 |  | 53198 | REF TYPE MARK | 0 | B1 - 0610x1219mm | 0 | 87115 | 90442,90443,90444,90445,90446,90447,90448,103561,103562,103563,103564,103565,103566,103567,103568,103569 | 0jQ9LiL9v909pyRa4VVtGY | 1 |  | M_Troffer Light - Parabolic Rectangular:B1 - 0610x1219mm:B1 - 0610x1219mm:740222 |  | NO | N/A | 528 | N/A | 16777215 | N/A | N/A | N/A | N/A | N/A |  | 120 V/1-80 VA | N/A | <not associated> | UNSET |  |  | Level: Level 1 | UNSET | F | 0 | 2.680000 |  | 861.112833 | 0 | 0.050000 |  |  |  | 1.200000 |  |  | T8, 1219mm, RAPID START, CRI=75 |  | N/A | UNSET | N/A | N/A | TRUE | N/A | 0 | N/A | 0 | 0 | 0 | 0 | 0 | UNSET | N/A | N/A | FIXED | N/A | Downlights | UNSET | N/A | D5020210 | N/A | N/A | N/A | 0 | L1 | 0 | N/A | N/A | N/A | 0 | UNSET | UNSET | 0 | 0 | 0 | 0 | 0 | [9 empty] | N/A | Lighting - Fluorescent |  |  | 23.80.70.11.14.11 |  |  | B1 |  |  |  | 1291.669250 | Lighting - Dwelling Unit | 1 | L41B | 7 |  |  | 2900.000000 | 32 | [8 empty] | Metal - Paint Finish - Dark Gray, Matte | Glass - White, High Luminance | Metal - Chrome
529 | 1E24 | 0 | 740236 | New Construction | N/A |  | 0 |  | 0 |  | 103475 | Point+HemiSpherical | 45328 |  | 53199 | REF TYPE MARK | 0 | B1 - 0610x1219mm | 0 | 87114 | 90451,90452,90453,90454,90455,90456,90457,103561,103562,103563,103564,103565,103566,103567,103568,103569 | 0jQ9LiL9v909pyRa4VVtJG | 1 |  | M_Troffer Light - Parabolic Rectangular:B1 - 0610x1219mm:B1 - 0610x1219mm:740236 |  | NO | N/A | 529 | N/A | 16777215 | N/A | N/A | N/A | N/A | N/A |  | 120 V/1-80 VA | N/A | <not associated> | UNSET |  |  | Level: Level 1 | UNSET | F | 0 | 2.680000 |  | 861.112833 | 0 | 0.050000 |  |  |  | 1.200000 |  |  | T8, 1219mm, RAPID START, CRI=75 |  | N/A | UNSET | N/A | N/A | TRUE | N/A | 0 | N/A | 0 | 0 | 0 | 0 | 0 | UNSET | N/A | N/A | FIXED | N/A | Downlights | UNSET | N/A | D5020210 | N/A | N/A | N/A | 0 | L1 | 0 | N/A | N/A | N/A | 0 | UNSET | UNSET | 0 | 0 | 0 | 0 | 0 | [9 empty] | N/A | Lighting - Fluorescent |  |  | 23.80.70.11.14.11 |  |  | B1 |  |  |  | 1291.669250 | Lighting - Dwelling Unit | 1 | L41B | 7 |  |  | 2900.000000 | 32 | [8 empty] | Metal - Paint Finish - Dark Gray, Matte | Glass - White, High Luminance | Metal - Chrome
530 | 1E24 | 0 | 740244 | New Construction | N/A |  | 0 |  | 0 |  | 103475 | Point+HemiSpherical | 45329 |  | 53200 | REF TYPE MARK | 0 | B1 - 0610x1219mm | 0 | 87113 | 90458,90459,90460,90461,90462,90463,90464,103561,103562,103563,103564,103565,103566,103567,103568,103569 | 0jQ9LiL9v909pyRa4VVtJ8 | 1 |  | M_Troffer Light - Parabolic Rectangular:B1 - 0610x1219mm:B1 - 0610x1219mm:740244 |  | NO | N/A | 530 | N/A | 16777215 | N/A | N/A | N/A | N/A | N/A |  | 120 V/1-80 VA | N/A | <not associated> | UNSET |  |  | Level: Level 1 | UNSET | F | 0 | 2.680000 |  | 861.112833 | 0 | 0.050000 |  |  |  | 1.200000 |  |  | T8, 1219mm, RAPID START, CRI=75 |  | N/A | UNSET | N/A | N/A | TRUE | N/A | 0 | N/A | 0 | 0 | 0 | 0 | 0 | UNSET | N/A | N/A | FIXED | N/A | Downlights | UNSET | N/A | D5020210 | N/A | N/A | N/A | 0 | L1 | 0 | N/A | N/A | N/A | 0 | UNSET | UNSET | 0 | 0 | 0 | 0 | 0 | [9 empty] | N/A | Lighting - Fluorescent |  |  | 23.80.70.11.14.11 |  |  | B1 |  |  |  | 1291.669250 | Lighting - Dwelling Unit | 1 | L41B | 7 |  |  | 2900.000000 | 32 | [8 empty] | Metal - Paint Finish - Dark Gray, Matte | Glass - White, High Luminance | Metal - Chrome
531 | 1E24 | 0 | 740252 | New Construction | N/A |  | 0 |  | 0 |  | 103475 | Point+HemiSpherical | 45330 |  | 53201 | REF TYPE MARK | 0 | B1 - 0610x1219mm | 0 | 87112 | 90465,90466,90467,90468,90469,90470,90471,103561,103562,103563,103564,103565,103566,103567,103568,103569 | 0jQ9LiL9v909pyRa4VVtJ0 | 1 |  | M_Troffer Light - Parabolic Rectangular:B1 - 0610x1219mm:B1 - 0610x1219mm:740252 |  | NO | N/A | 531 | N/A | 16777215 | N/A | N/A | N/A | N/A | N/A |  | 120 V/1-80 VA | N/A | <not associated> | UNSET |  |  | Level: Level 1 | UNSET | F | 0 | 2.680000 |  | 861.112833 | 0 | 0.050000 |  |  |  | 1.200000 |  |  | T8, 1219mm, RAPID START, CRI=75 |  | N/A | UNSET | N/A | N/A | TRUE | N/A | 0 | N/A | 0 | 0 | 0 | 0 | 0 | UNSET | N/A | N/A | FIXED | N/A | Downlights | UNSET | N/A | D5020210 | N/A | N/A | N/A | 0 | L1 | 0 | N/A | N/A | N/A | 0 | UNSET | UNSET | 0 | 0 | 0 | 0 | 0 | [9 empty] | N/A | Lighting - Fluorescent |  |  | 23.80.70.11.14.11 |  |  | B1 |  |  |  | 1291.669250 | Lighting - Dwelling Unit | 1 | L41B | 7 |  |  | 2900.000000 | 32 | [8 empty] | Metal - Paint Finish - Dark Gray, Matte | Glass - White, High Luminance | Metal - Chrome
532 | 1E24 | 0 | 740264 | New Construction | N/A |  | 0 |  | 0 |  | 103475 | Point+HemiSpherical | 45331 |  | 53202 | REF TYPE MARK | 0 | B1 - 0610x1219mm | 0 | 87111 | 90472,90473,90474,90475,90476,90477,90478,103561,103562,103563,103564,103565,103566,103567,103568,103569 | 0jQ9LiL9v909pyRa4VVtJq | 1 |  | M_Troffer Light - Parabolic Rectangular:B1 - 0610x1219mm:B1 - 0610x1219mm:740264 |  | NO | N/A | 532 | N/A | 16777215 | N/A | N/A | N/A | N/A | N/A |  | 120 V/1-80 VA | N/A | <not associated> | UNSET |  |  | Level: Level 1 | UNSET | F | 0 | 2.680000 |  | 861.112833 | 0 | 0.050000 |  |  |  | 1.200000 |  |  | T8, 1219mm, RAPID START, CRI=75 |  | N/A | UNSET | N/A | N/A | TRUE | N/A | 0 | N/A | 0 | 0 | 0 | 0 | 0 | UNSET | N/A | N/A | FIXED | N/A | Downlights | UNSET | N/A | D5020210 | N/A | N/A | N/A | 0 | L1 | 0 | N/A | N/A | N/A | 0 | UNSET | UNSET | 0 | 0 | 0 | 0 | 0 | [9 empty] | N/A | Lighting - Fluorescent |  |  | 23.80.70.11.14.11 |  |  | B1 |  |  |  | 1291.669250 | Lighting - Dwelling Unit | 1 | L41B | 7 |  |  | 2900.000000 | 32 | [8 empty] | Metal - Paint Finish - Dark Gray, Matte | Glass - White, High Luminance | Metal - Chrome
533 | 1E24 | 0 | 740274 | New Construction | N/A |  | 0 |  | 0 |  | 103475 | Point+HemiSpherical | 45332 |  | 53203 | REF TYPE MARK | 0 | B1 - 0610x1219mm | 0 | 87110 | 90479,90480,90481,90482,90483,90484,90485,103561,103562,103563,103564,103565,103566,103567,103568,103569 | 0jQ9LiL9v909pyRa4VVtJk | 1 |  | M_Troffer Light - Parabolic Rectangular:B1 - 0610x1219mm:B1 - 0610x1219mm:740274 |  | NO | N/A | 533 | N/A | 16777215 | N/A | N/A | N/A | N/A | N/A |  | 120 V/1-80 VA | N/A | <not associated> | UNSET |  |  | Level: Level 1 | UNSET | F | 0 | 2.680000 |  | 861.112833 | 0 | 0.050000 |  |  |  | 1.200000 |  |  | T8, 1219mm, RAPID START, CRI=75 |  | N/A | UNSET | N/A | N/A | TRUE | N/A | 0 | N/A | 0 | 0 | 0 | 0 | 0 | UNSET | N/A | N/A | FIXED | N/A | Downlights | UNSET | N/A | D5020210 | N/A | N/A | N/A | 0 | L1 | 0 | N/A | N/A | N/A | 0 | UNSET | UNSET | 0 | 0 | 0 | 0 | 0 | [9 empty] | N/A | Lighting - Fluorescent |  |  | 23.80.70.11.14.11 |  |  | B1 |  |  |  | 1291.669250 | Lighting - Dwelling Unit | 1 | L41B | 7 |  |  | 2900.000000 | 32 | [8 empty] | Metal - Paint Finish - Dark Gray, Matte | Glass - White, High Luminance | Metal - Chrome
534 | 1E24 | 0 | 740282 | New Construction | N/A |  | 0 |  | 0 |  | 103475 | Point+HemiSpherical | 45333 |  | 53204 | REF TYPE MARK | 0 | B1 - 0610x1219mm | 0 | 87109 | 90486,90487,90488,90489,90490,90491,90492,103561,103562,103563,103564,103565,103566,103567,103568,103569 | 0jQ9LiL9v909pyRa4VVtJc | 1 |  | M_Troffer Light - Parabolic Rectangular:B1 - 0610x1219mm:B1 - 0610x1219mm:740282 |  | NO | N/A | 534 | N/A | 16777215 | N/A | N/A | N/A | N/A | N/A |  | 120 V/1-80 VA | N/A | <not associated> | UNSET |  |  | Level: Level 1 | UNSET | F | 0 | 2.680000 |  | 861.112833 | 0 | 0.050000 |  |  |  | 1.200000 |  |  | T8, 1219mm, RAPID START, CRI=75 |  | N/A | UNSET | N/A | N/A | TRUE | N/A | 0 | N/A | 0 | 0 | 0 | 0 | 0 | UNSET | N/A | N/A | FIXED | N/A | Downlights | UNSET | N/A | D5020210 | N/A | N/A | N/A | 0 | L1 | 0 | N/A | N/A | N/A | 0 | UNSET | UNSET | 0 | 0 | 0 | 0 | 0 | [9 empty] | N/A | Lighting - Fluorescent |  |  | 23.80.70.11.14.11 |  |  | B1 |  |  |  | 1291.669250 | Lighting - Dwelling Unit | 1 | L41B | 7 |  |  | 2900.000000 | 32 | [8 empty] | Metal - Paint Finish - Dark Gray, Matte | Glass - White, High Luminance | Metal - Chrome
535 | 1E24 | 0 | 740292 | New Construction | N/A |  | 0 |  | 0 |  | 103475 | Point+HemiSpherical | 45334 |  | 53205 | REF TYPE MARK | 0 | B1 - 0610x1219mm | 0 | 87108 | 90493,90494,90495,90496,90497,90498,90499,103561,103562,103563,103564,103565,103566,103567,103568,103569 | 0jQ9LiL9v909pyRa4VVtIO | 1 |  | M_Troffer Light - Parabolic Rectangular:B1 - 0610x1219mm:B1 - 0610x1219mm:740292 |  | NO | N/A | 535 | N/A | 16777215 | N/A | N/A | N/A | N/A | N/A |  | 120 V/1-80 VA | N/A | <not associated> | UNSET |  |  | Level: Level 1 | UNSET | F | 0 | 2.680000 |  | 861.112833 | 0 | 0.050000 |  |  |  | 1.200000 |  |  | T8, 1219mm, RAPID START, CRI=75 |  | N/A | UNSET | N/A | N/A | TRUE | N/A | 0 | N/A | 0 | 0 | 0 | 0 | 0 | UNSET | N/A | N/A | FIXED | N/A | Downlights | UNSET | N/A | D5020210 | N/A | N/A | N/A | 0 | L1 | 0 | N/A | N/A | N/A | 0 | UNSET | UNSET | 0 | 0 | 0 | 0 | 0 | [9 empty] | N/A | Lighting - Fluorescent |  |  | 23.80.70.11.14.11 |  |  | B1 |  |  |  | 1291.669250 | Lighting - Dwelling Unit | 1 | L41B | 7 |  |  | 2900.000000 | 32 | [8 empty] | Metal - Paint Finish - Dark Gray, Matte | Glass - White, High Luminance | Metal - Chrome
536 | 1E24 | 0 | 740300 | New Construction | N/A |  | 0 |  | 0 |  | 103475 | Point+HemiSpherical | 45335 |  | 53206 | REF TYPE MARK | 0 | B1 - 0610x1219mm | 0 | 87107 | 90500,90501,90502,90503,90504,90505,90506,103561,103562,103563,103564,103565,103566,103567,103568,103569 | 0jQ9LiL9v909pyRa4VVtIG | 1 |  | M_Troffer Light - Parabolic Rectangular:B1 - 0610x1219mm:B1 - 0610x1219mm:740300 |  | NO | N/A | 536 | N/A | 16777215 | N/A | N/A | N/A | N/A | N/A |  | 120 V/1-80 VA | N/A | <not associated> | UNSET |  |  | Level: Level 1 | UNSET | F | 0 | 2.680000 |  | 861.112833 | 0 | 0.050000 |  |  |  | 1.200000 |  |  | T8, 1219mm, RAPID START, CRI=75 |  | N/A | UNSET | N/A | N/A | TRUE | N/A | 0 | N/A | 0 | 0 | 0 | 0 | 0 | UNSET | N/A | N/A | FIXED | N/A | Downlights | UNSET | N/A | D5020210 | N/A | N/A | N/A | 0 | L1 | 0 | N/A | N/A | N/A | 0 | UNSET | UNSET | 0 | 0 | 0 | 0 | 0 | [9 empty] | N/A | Lighting - Fluorescent |  |  | 23.80.70.11.14.11 |  |  | B1 |  |  |  | 1291.669250 | Lighting - Dwelling Unit | 1 | L41B | 7 |  |  | 2900.000000 | 32 | [8 empty] | Metal - Paint Finish - Dark Gray, Matte | Glass - White, High Luminance | Metal - Chrome
537 | 1E24 | 0 | 740310 | New Construction | N/A |  | 0 |  | 0 |  | 103475 | Point+HemiSpherical | 45336 |  | 53207 | REF TYPE MARK | 0 | B1 - 0610x1219mm | 0 | 87106 | 90507,90508,90509,90510,90511,90512,90513,103561,103562,103563,103564,103565,103566,103567,103568,103569 | 0jQ9LiL9v909pyRa4VVtIA | 1 |  | M_Troffer Light - Parabolic Rectangular:B1 - 0610x1219mm:B1 - 0610x1219mm:740310 |  | NO | N/A | 537 | N/A | 16777215 | N/A | N/A | N/A | N/A | N/A |  | 120 V/1-80 VA | N/A | <not associated> | UNSET |  |  | Level: Level 1 | UNSET | F | 0 | 2.680000 |  | 861.112833 | 0 | 0.050000 |  |  |  | 1.200000 |  |  | T8, 1219mm, RAPID START, CRI=75 |  | N/A | UNSET | N/A | N/A | TRUE | N/A | 0 | N/A | 0 | 0 | 0 | 0 | 0 | UNSET | N/A | N/A | FIXED | N/A | Downlights | UNSET | N/A | D5020210 | N/A | N/A | N/A | 0 | L1 | 0 | N/A | N/A | N/A | 0 | UNSET | UNSET | 0 | 0 | 0 | 0 | 0 | [9 empty] | N/A | Lighting - Fluorescent |  |  | 23.80.70.11.14.11 |  |  | B1 |  |  |  | 1291.669250 | Lighting - Dwelling Unit | 1 | L41B | 7 |  |  | 2900.000000 | 32 | [8 empty] | Metal - Paint Finish - Dark Gray, Matte | Glass - White, High Luminance | Metal - Chrome
538 | 1E24 | 0 | 740318 | New Construction | N/A |  | 0 |  | 0 |  | 103475 | Point+HemiSpherical | 45337 |  | 53208 | REF TYPE MARK | 0 | B1 - 0610x1219mm | 0 | 87105 | 90514,90515,90516,90517,90518,90519,90520,103561,103562,103563,103564,103565,103566,103567,103568,103569 | 0jQ9LiL9v909pyRa4VVtI2 | 1 |  | M_Troffer Light - Parabolic Rectangular:B1 - 0610x1219mm:B1 - 0610x1219mm:740318 |  | NO | N/A | 538 | N/A | 16777215 | N/A | N/A | N/A | N/A | N/A |  | 120 V/1-80 VA | N/A | <not associated> | UNSET |  |  | Level: Level 1 | UNSET | F | 0 | 2.680000 |  | 861.112833 | 0 | 0.050000 |  |  |  | 1.200000 |  |  | T8, 1219mm, RAPID START, CRI=75 |  | N/A | UNSET | N/A | N/A | TRUE | N/A | 0 | N/A | 0 | 0 | 0 | 0 | 0 | UNSET | N/A | N/A | FIXED | N/A | Downlights | UNSET | N/A | D5020210 | N/A | N/A | N/A | 0 | L1 | 0 | N/A | N/A | N/A | 0 | UNSET | UNSET | 0 | 0 | 0 | 0 | 0 | [9 empty] | N/A | Lighting - Fluorescent |  |  | 23.80.70.11.14.11 |  |  | B1 |  |  |  | 1291.669250 | Lighting - Dwelling Unit | 1 | L41B | 7 |  |  | 2900.000000 | 32 | [8 empty] | Metal - Paint Finish - Dark Gray, Matte | Glass - White, High Luminance | Metal - Chrome
539 | 1E24 | 0 | 740326 | New Construction | N/A |  | 0 |  | 0 |  | 103475 | Point+HemiSpherical | 45338 |  | 53209 | REF TYPE MARK | 0 | B1 - 0610x1219mm | 0 | 87104 | 90521,90522,90523,90524,90525,90526,90527,103561,103562,103563,103564,103565,103566,103567,103568,103569 | 0jQ9LiL9v909pyRa4VVtIw | 1 |  | M_Troffer Light - Parabolic Rectangular:B1 - 0610x1219mm:B1 - 0610x1219mm:740326 |  | NO | N/A | 539 | N/A | 16777215 | N/A | N/A | N/A | N/A | N/A |  | 120 V/1-80 VA | N/A | <not associated> | UNSET |  |  | Level: Level 1 | UNSET | F | 0 | 2.680000 |  | 861.112833 | 0 | 0.050000 |  |  |  | 1.200000 |  |  | T8, 1219mm, RAPID START, CRI=75 |  | N/A | UNSET | N/A | N/A | TRUE | N/A | 0 | N/A | 0 | 0 | 0 | 0 | 0 | UNSET | N/A | N/A | FIXED | N/A | Downlights | UNSET | N/A | D5020210 | N/A | N/A | N/A | 0 | L1 | 0 | N/A | N/A | N/A | 0 | UNSET | UNSET | 0 | 0 | 0 | 0 | 0 | [9 empty] | N/A | Lighting - Fluorescent |  |  | 23.80.70.11.14.11 |  |  | B1 |  |  |  | 1291.669250 | Lighting - Dwelling Unit | 1 | L41B | 7 |  |  | 2900.000000 | 32 | [8 empty] | Metal - Paint Finish - Dark Gray, Matte | Glass - White, High Luminance | Metal - Chrome
540 | 1E24 | 0 | 740334 | New Construction | N/A |  | 0 |  | 0 |  | 103475 | Point+HemiSpherical | 45339 |  | 53210 | REF TYPE MARK | 0 | B1B - 0610x1219mm | 0 | 87103 | 90528,90529,90530,90531,90532,90533,90534,103443,103444,103445,103446,103447,103448,103449,103450,103452 | 0jQ9LiL9v909pyRa4VVtIo | 1 |  | M_Troffer Light - Parabolic Rectangular:B1B - 0610x1219mm:B1B - 0610x1219mm:740334 |  | YES | N/A | 540 | N/A | 16777215 | N/A | N/A | N/A | N/A | N/A |  | 120 V/1-80 VA | N/A | <not associated> | UNSET |  |  | Level: Level 1 | UNSET | F | 0 | 2.680000 |  | 861.112833 | 0 | 0.050000 |  |  |  | 1.200000 |  |  | T8, 1219mm, RAPID START, CRI=75 |  | N/A | UNSET | N/A | N/A | TRUE | N/A | 0 | N/A | 0 | 0 | 0 | 0 | 0 | UNSET | N/A | N/A | FIXED | N/A | Downlights | UNSET | N/A | D5020210 | N/A | N/A | N/A | 0 | L1 | 0 | N/A | N/A | N/A | 0 | UNSET | UNSET | 0 | 0 | 0 | 0 | 0 | [9 empty] | N/A | Lighting - Fluorescent |  |  | 23.80.70.11.14.11 |  |  | B1B |  |  |  | 1291.669250 | Lighting - Dwelling Unit | 1 | L41B | 7 |  |  | 2900.000000 | 32 | [8 empty] | Metal - Paint Finish - Dark Gray, Matte | Glass - White, High Luminance | Metal - Chrome
1391 | 1E24 |  | 817900 | New Construction | N/A | [5 empty] | 103475 |  | 46062 |  | 43321 |  |  | Single Pole | 0 |  | 95527,95528,95529,95530,95531,95532,103554,103555,103556,103557,103558,103559 | 0FXKOTtYf3kRrcedvXFWWY | 1 |  | M_Lighting Switches:Single Pole:Single Pole:817900 |  |  | N/A | 1391 | N/A |  | N/A | N/A | N/A | N/A | N/A |  | 120 V/1-0 VA | N/A | Linked Revit Model : Clinic_A.rvt |  |  |  | Level: Level 1 |  |  |  | 1.200000 |  | 0.000000 | [5 empty] | 1.200000 |  |  |  |  | N/A | UNSET | N/A | N/A | TRUE | N/A | 0 | N/A | 0 | 0 | 0 | 0 | 0 | UNSET | N/A | N/A | FIXED | N/A | Switches | UNSET | N/A |  | N/A | N/A | N/A | 0 | L1 | 0 | N/A | N/A | N/A | 0 | [16 empty] | N/A |  |  |  | 23.80.50.11.14 | [7 empty] | Other |  | L41B | 7 | [5 empty] | 1291.669250 | 0.000000
1392 | 1E24 |  | 818059 | New Construction | N/A | [5 empty] | 103475 |  | 46063 |  | 43322 |  |  | Single Pole | 0 |  | 95533,95534,95535,95536,95537,95538,103554,103555,103556,103557,103558,103559 | 0FXKOTtYf3kRrcedvXFWb5 | 1 |  | M_Lighting Switches:Single Pole:Single Pole:818059 |  |  | N/A | 1392 | N/A |  | N/A | N/A | N/A | N/A | N/A |  | 120 V/1-0 VA | N/A | Linked Revit Model : Clinic_A.rvt |  |  |  | Level: Level 1 |  |  |  | 1.200000 |  | 0.000000 | [5 empty] | 1.200000 |  |  |  |  | N/A | UNSET | N/A | N/A | TRUE | N/A | 0 | N/A | 0 | 0 | 0 | 0 | 0 | UNSET | N/A | N/A | FIXED | N/A | Switches | UNSET | N/A |  | N/A | N/A | N/A | 0 | L1 | 0 | N/A | N/A | N/A | 0 | [16 empty] | N/A |  |  |  | 23.80.50.11.14 | [7 empty] | Other |  | L41B | 7 | [5 empty] | 1291.669250 | 0.000000
1881 | 1E24 |  | 897262 | New Construction | N/A | [5 empty] | 103475 |  | 46549 |  | 43779 |  |  | Standard | 0 |  | 98519,98520,98521,98522,98523,98524,103571,103572,103573,103574,103575 | 0Oe4W3Rwf1Dht7uPdCMRBP | 1 |  | M_Duplex Receptacle:Standard:Standard:897262 |  |  | N/A | 1881 | N/A |  | N/A | N/A | N/A | N/A | N/A |  | 120 V/1-180 VA | N/A | Linked Revit Model : Clinic_A.rvt | UNSET |  |  | Level: Level 1 |  |  |  | 0.500000 | [7 empty] | 0.460000 |  |  |  |  | N/A | UNSET | N/A | N/A | TRUE | N/A | 0 | N/A | 0 | 0 | 0 | 0 | 0 | UNSET | N/A | N/A | FIXED | N/A | Ground Fault Receptacles | UNSET | N/A |  | N/A | N/A | N/A | 0 | L1 | 0 | N/A | N/A | N/A | 0 | [16 empty] | N/A |  |  |  | 23.80.50.11.17 | [7 empty] | Receptacle |  | N21E2 | 12 | [5 empty] | 1291.669250 | 0.000000 | 307 | 1937.503875 | TRUE
1884 | 1E24 |  | 897584 | New Construction | N/A | [5 empty] | 103475 |  | 46552 |  | 43782 |  |  | Standard | 0 |  | 98537,98538,98539,98540,98541,98542,103571,103572,103573,103574,103575 | 0Oe4W3Rwf1Dht7uPdCMR07 | 1 |  | M_Duplex Receptacle:Standard:Standard:897584 |  |  | N/A | 1884 | N/A |  | N/A | N/A | N/A | N/A | N/A |  | 120 V/1-180 VA | N/A | Linked Revit Model : Clinic_A.rvt | UNSET |  |  | Level: Level 1 |  |  |  | 0.500000 | [7 empty] | 0.460000 |  |  |  |  | N/A | UNSET | N/A | N/A | TRUE | N/A | 0 | N/A | 0 | 0 | 0 | 0 | 0 | UNSET | N/A | N/A | FIXED | N/A | Ground Fault Receptacles | UNSET | N/A |  | N/A | N/A | N/A | 0 | L1 | 0 | N/A | N/A | N/A | 0 | [16 empty] | N/A |  |  |  | 23.80.50.11.17 | [7 empty] | Receptacle |  | N21E2 | 15 | [5 empty] | 1291.669250 | 0.000000 | 310 | 1937.503875 | TRUE
1885 | 1E24 |  | 897699 | New Construction | N/A | [5 empty] | 103475 |  | 46553 |  | 43783 |  |  | Standard | 0 |  | 98543,98544,98545,98546,98547,98548,103571,103572,103573,103574,103575 | 0Oe4W3Rwf1Dht7uPdCMR2K | 1 |  | M_Duplex Receptacle:Standard:Standard:897699 |  |  | N/A | 1885 | N/A |  | N/A | N/A | N/A | N/A | N/A |  | 120 V/1-180 VA | N/A | Linked Revit Model : Clinic_A.rvt | UNSET |  |  | Level: Level 1 |  |  |  | 0.500000 | [7 empty] | 0.460000 |  |  |  |  | N/A | UNSET | N/A | N/A | TRUE | N/A | 0 | N/A | 0 | 0 | 0 | 0 | 0 | UNSET | N/A | N/A | FIXED | N/A | Ground Fault Receptacles | UNSET | N/A |  | N/A | N/A | N/A | 0 | L1 | 0 | N/A | N/A | N/A | 0 | [16 empty] | N/A |  |  |  | 23.80.50.11.17 | [7 empty] | Receptacle |  | N21E2 | 15 | [5 empty] | 1291.669250 | 0.000000 | 311 | 1937.503875 | TRUE
1886 | 1E24 |  | 897905 | New Construction | N/A | [5 empty] | 103475 |  | 46554 |  | 43784 |  |  | Standard | 0 |  | 98549,98550,98551,98552,98553,98554,103571,103572,103573,103574,103575 | 0Oe4W3Rwf1Dht7uPdCMR56 | 1 |  | M_Duplex Receptacle:Standard:Standard:897905 |  |  | N/A | 1886 | N/A |  | N/A | N/A | N/A | N/A | N/A |  | 120 V/1-180 VA | N/A | Linked Revit Model : Clinic_A.rvt | UNSET |  |  | Level: Level 1 |  |  |  | 0.500000 | [7 empty] | 0.460000 |  |  |  |  | N/A | UNSET | N/A | N/A | TRUE | N/A | 0 | N/A | 0 | 0 | 0 | 0 | 0 | UNSET | N/A | N/A | FIXED | N/A | Ground Fault Receptacles | UNSET | N/A |  | N/A | N/A | N/A | 0 | L1 | 0 | N/A | N/A | N/A | 0 | [16 empty] | N/A |  |  |  | 23.80.50.11.17 | [7 empty] | Receptacle |  | N21E2 | 15 | [5 empty] | 1291.669250 | 0.000000 | 312 | 1937.503875 | TRUE
1887 | 1E24 |  | 898070 | New Construction | N/A | [5 empty] | 103475 |  | 46555 |  | 43785 |  |  | Standard | 0 |  | 98555,98556,98557,98558,98559,98560,103571,103572,103573,103574,103575 | 0Oe4W3Rwf1Dht7uPdCMROX | 1 |  | M_Duplex Receptacle:Standard:Standard:898070 |  |  | N/A | 1887 | N/A |  | N/A | N/A | N/A | N/A | N/A |  | 120 V/1-180 VA | N/A | Linked Revit Model : Clinic_A.rvt | UNSET |  |  | Level: Level 1 |  |  |  | 0.500000 | [7 empty] | 0.460000 |  |  |  |  | N/A | UNSET | N/A | N/A | TRUE | N/A | 0 | N/A | 0 | 0 | 0 | 0 | 0 | UNSET | N/A | N/A | FIXED | N/A | Ground Fault Receptacles | UNSET | N/A |  | N/A | N/A | N/A | 0 | L1 | 0 | N/A | N/A | N/A | 0 | [16 empty] | N/A |  |  |  | 23.80.50.11.17 | [7 empty] | Receptacle |  | N21E2 | 3 | [5 empty] | 1291.669250 | 0.000000 | 313 | 1937.503875 | TRUE
1889 | 1E24 |  | 898273 | New Construction | N/A | [5 empty] | 103475 |  | 46557 |  | 43787 |  |  | Standard | 0 |  | 98569,98570,98571,98572,98573,98574,103571,103572,103573,103574,103575 | 0Oe4W3Rwf1Dht7uPdCMRRM | 1 |  | M_Duplex Receptacle:Standard:Standard:898273 |  |  | N/A | 1889 | N/A |  | N/A | N/A | N/A | N/A | N/A |  | 120 V/1-180 VA | N/A | Linked Revit Model : Clinic_A.rvt | UNSET |  |  | Level: Level 1 |  |  |  | 0.500000 | [7 empty] | 0.460000 |  |  |  |  | N/A | UNSET | N/A | N/A | TRUE | N/A | 0 | N/A | 0 | 0 | 0 | 0 | 0 | UNSET | N/A | N/A | FIXED | N/A | Ground Fault Receptacles | UNSET | N/A |  | N/A | N/A | N/A | 0 | L1 | 0 | N/A | N/A | N/A | 0 | [16 empty] | N/A |  |  |  | 23.80.50.11.17 | [7 empty] | Receptacle |  | N21E2 | 13 | [5 empty] | 1291.669250 | 0.000000 | 315 | 1937.503875 | TRUE
1891 | 1E24 |  | 898358 | New Construction | N/A | [5 empty] | 103475 |  | 46559 |  | 43789 |  |  | Standard | 0 |  | 98583,98584,98585,98586,98587,98588,103571,103572,103573,103574,103575 | 0Oe4W3Rwf1Dht7uPdCMRS1 | 1 |  | M_Duplex Receptacle:Standard:Standard:898358 |  |  | N/A | 1891 | N/A |  | N/A | N/A | N/A | N/A | N/A |  | 120 V/1-180 VA | N/A | Linked Revit Model : Clinic_A.rvt | UNSET |  |  | Level: Level 1 |  |  |  | 0.500000 | [7 empty] | 0.460000 |  |  |  |  | N/A | UNSET | N/A | N/A | TRUE | N/A | 0 | N/A | 0 | 0 | 0 | 0 | 0 | UNSET | N/A | N/A | FIXED | N/A | Ground Fault Receptacles | UNSET | N/A |  | N/A | N/A | N/A | 0 | L1 | 0 | N/A | N/A | N/A | 0 | [16 empty] | N/A |  |  |  | 23.80.50.11.17 | [7 empty] | Receptacle |  | N21E2 | 18 | [5 empty] | 1291.669250 | 0.000000 | 317 | 1937.503875 | TRUE
1892 | 1E24 |  | 898520 | New Construction | N/A | [5 empty] | 103475 |  | 46560 |  | 43790 |  |  | Standard | 0 |  | 98590,98591,98592,98593,98594,98595,103571,103572,103573,103574,103575 | 0Oe4W3Rwf1Dht7uPdCMRVl | 1 |  | M_Duplex Receptacle:Standard:Standard:898520 |  |  | N/A | 1892 | N/A |  | N/A | N/A | N/A | N/A | N/A |  | 120 V/1-180 VA | N/A | Linked Revit Model : Clinic_A.rvt | UNSET |  |  | Level: Level 1 |  |  |  | 0.500000 | [7 empty] | 0.460000 |  |  |  |  | N/A | UNSET | N/A | N/A | TRUE | N/A | 0 | N/A | 0 | 0 | 0 | 0 | 0 | UNSET | N/A | N/A | FIXED | N/A | Ground Fault Receptacles | UNSET | N/A |  | N/A | N/A | N/A | 0 | L1 | 0 | N/A | N/A | N/A | 0 | [16 empty] | N/A |  |  |  | 23.80.50.11.17 | [7 empty] | Receptacle |  | N21E2 | 18 | [5 empty] | 1291.669250 | 0.000000 | 318 | 1937.503875 | TRUE
1895 | 1E24 |  | 898626 | New Construction | N/A | [5 empty] | 103475 |  | 46563 |  | 43793 |  |  | Standard | 0 |  | 98610,98611,98612,98613,98614,98615,103571,103572,103573,103574,103575 | 0Oe4W3Rwf1Dht7uPdCMRHr | 1 |  | M_Duplex Receptacle:Standard:Standard:898626 |  |  | N/A | 1895 | N/A |  | N/A | N/A | N/A | N/A | N/A |  | 120 V/1-180 VA | N/A | Linked Revit Model : Clinic_A.rvt | UNSET |  |  | Level: Level 1 |  |  |  | 0.500000 | [7 empty] | 0.460000 |  |  |  |  | N/A | UNSET | N/A | N/A | TRUE | N/A | 0 | N/A | 0 | 0 | 0 | 0 | 0 | UNSET | N/A | N/A | FIXED | N/A | Ground Fault Receptacles | UNSET | N/A |  | N/A | N/A | N/A | 0 | L1 | 0 | N/A | N/A | N/A | 0 | [16 empty] | N/A |  |  |  | 23.80.50.11.17 | [7 empty] | Receptacle |  | N21E2 | 17 | [5 empty] | 1291.669250 | 0.000000 | 321 | 1937.503875 | TRUE
541 | 1E25 | 0 | 740360 | New Construction | N/A |  | 0 |  | 0 |  | 103273 | Point+HemiSpherical | 45340 |  | 53211 | REF TYPE MARK | 0 | C1 - 0610x1219mm | 0 | 87102 | 90535,90536,90537,90538,90539,90540,90541,103435,103436,103437,103438,103439,103440,103441,103442,103451 | 0jQ9LiL9v909pyRa4VVtDK | 1 |  | M_Troffer Light - Parabolic Rectangular:C1 - 0610x1219mm:C1 - 0610x1219mm:740360 |  | NO | N/A | 541 | N/A | 16777215 | N/A | N/A | N/A | N/A | N/A |  | 120 V/1-80 VA | N/A | <not associated> | UNSET |  |  | Level: Level 1 | UNSET | F | 0 | 2.680000 |  | 861.112833 | 0 | 0.050000 |  |  |  | 1.200000 |  |  | T8, 1219mm, RAPID START, CRI=75 |  | N/A | UNSET | N/A | N/A | TRUE | N/A | 0 | N/A | 0 | 0 | 0 | 0 | 0 | UNSET | N/A | N/A | FIXED | N/A | Downlights | UNSET | N/A | D5020210 | N/A | N/A | N/A | 0 | L1 | 0 | N/A | N/A | N/A | 0 | UNSET | UNSET | 0 | 0 | 0 | 0 | 0 | [9 empty] | N/A | Lighting - Fluorescent |  |  | 23.80.70.11.14.11 |  |  | C1 |  |  |  | 1291.669250 | Lighting - Dwelling Unit | 1 | L41B | 7 |  |  | 2900.000000 | 32 | [8 empty] | Metal - Paint Finish - Dark Gray, Matte | Glass - White, High Luminance | Metal - Chrome
542 | 1E25 | 0 | 740368 | New Construction | N/A |  | 0 |  | 0 |  | 103273 | Point+HemiSpherical | 45341 |  | 53212 | REF TYPE MARK | 0 | C1 - 0610x1219mm | 0 | 87101 | 90542,90543,90544,90545,90546,90547,90548,103435,103436,103437,103438,103439,103440,103441,103442,103451 | 0jQ9LiL9v909pyRa4VVtDC | 1 |  | M_Troffer Light - Parabolic Rectangular:C1 - 0610x1219mm:C1 - 0610x1219mm:740368 |  | NO | N/A | 542 | N/A | 16777215 | N/A | N/A | N/A | N/A | N/A |  | 120 V/1-80 VA | N/A | <not associated> | UNSET |  |  | Level: Level 1 | UNSET | F | 0 | 2.680000 |  | 861.112833 | 0 | 0.050000 |  |  |  | 1.200000 |  |  | T8, 1219mm, RAPID START, CRI=75 |  | N/A | UNSET | N/A | N/A | TRUE | N/A | 0 | N/A | 0 | 0 | 0 | 0 | 0 | UNSET | N/A | N/A | FIXED | N/A | Downlights | UNSET | N/A | D5020210 | N/A | N/A | N/A | 0 | L1 | 0 | N/A | N/A | N/A | 0 | UNSET | UNSET | 0 | 0 | 0 | 0 | 0 | [9 empty] | N/A | Lighting - Fluorescent |  |  | 23.80.70.11.14.11 |  |  | C1 |  |  |  | 1291.669250 | Lighting - Dwelling Unit | 1 | L41B | 7 |  |  | 2900.000000 | 32 | [8 empty] | Metal - Paint Finish - Dark Gray, Matte | Glass - White, High Luminance | Metal - Chrome
1877 | 1E25 |  | 896917 | New Construction | N/A | [5 empty] | 103273 |  | 46544 |  | 43775 |  |  | Standard | 0 |  | 98495,98496,98497,98498,98499,98500,103571,103572,103573,103574,103575 | 0Oe4W3Rwf1Dht7uPdCMQsY | 1 |  | M_Duplex Receptacle:Standard:Standard:896917 |  |  | N/A | 1877 | N/A |  | N/A | N/A | N/A | N/A | N/A |  | 120 V/1-180 VA | N/A | Linked Revit Model : Clinic_A.rvt | UNSET |  |  | Level: Level 1 |  |  |  | 0.500000 | [7 empty] | 0.460000 |  |  |  |  | N/A | UNSET | N/A | N/A | TRUE | N/A | 0 | N/A | 0 | 0 | 0 | 0 | 0 | UNSET | N/A | N/A | FIXED | N/A | Ground Fault Receptacles | UNSET | N/A |  | N/A | N/A | N/A | 0 | L1 | 0 | N/A | N/A | N/A | 0 | [16 empty] | N/A |  |  |  | 23.80.50.11.17 | [7 empty] | Receptacle |  | N21E2 | 10 | [5 empty] | 1291.669250 | 0.000000 | 303 | 1937.503875 | TRUE
1878 | 1E25 |  | 897085 | New Construction | N/A | [5 empty] | 103273 |  | 46546 |  | 43776 |  |  | Standard | 0 |  | 98501,98502,98503,98504,98505,98506,103571,103572,103573,103574,103575 | 0Oe4W3Rwf1Dht7uPdCMR8A | 1 |  | M_Duplex Receptacle:Standard:Standard:897085 |  |  | N/A | 1878 | N/A |  | N/A | N/A | N/A | N/A | N/A |  | 120 V/1-180 VA | N/A | Linked Revit Model : Clinic_A.rvt | UNSET |  |  | Level: Level 1 |  |  |  | 0.500000 | [7 empty] | 0.460000 |  |  |  |  | N/A | UNSET | N/A | N/A | TRUE | N/A | 0 | N/A | 0 | 0 | 0 | 0 | 0 | UNSET | N/A | N/A | FIXED | N/A | Ground Fault Receptacles | UNSET | N/A |  | N/A | N/A | N/A | 0 | L1 | 0 | N/A | N/A | N/A | 0 | [16 empty] | N/A |  |  |  | 23.80.50.11.17 | [7 empty] | Receptacle |  | N21E2 | 10 | [5 empty] | 1291.669250 | 0.000000 | 304 | 1937.503875 | TRUE
1879 | 1E25 |  | 897109 | New Construction | N/A | [5 empty] | 103273 |  | 46547 |  | 43777 |  |  | Standard | 0 |  | 98507,98508,98509,98510,98511,98512,103571,103572,103573,103574,103575 | 0Oe4W3Rwf1Dht7uPdCMR9Y | 1 |  | M_Duplex Receptacle:Standard:Standard:897109 |  |  | N/A | 1879 | N/A |  | N/A | N/A | N/A | N/A | N/A |  | 120 V/1-180 VA | N/A | Linked Revit Model : Clinic_A.rvt | UNSET |  |  | Level: Level 1 |  |  |  | 0.500000 | [7 empty] | 0.460000 |  |  |  |  | N/A | UNSET | N/A | N/A | TRUE | N/A | 0 | N/A | 0 | 0 | 0 | 0 | 0 | UNSET | N/A | N/A | FIXED | N/A | Ground Fault Receptacles | UNSET | N/A |  | N/A | N/A | N/A | 0 | L1 | 0 | N/A | N/A | N/A | 0 | [16 empty] | N/A |  |  |  | 23.80.50.11.17 | [7 empty] | Receptacle |  | N21E2 | 10 | [5 empty] | 1291.669250 | 0.000000 | 305 | 1937.503875 | TRUE
1880 | 1E25 |  | 897232 | New Construction | N/A | [5 empty] | 103273 |  | 46548 |  | 43778 |  |  | Standard | 0 |  | 98513,98514,98515,98516,98517,98518,103571,103572,103573,103574,103575 | 0Oe4W3Rwf1Dht7uPdCMRBd | 1 |  | M_Duplex Receptacle:Standard:Standard:897232 |  |  | N/A | 1880 | N/A |  | N/A | N/A | N/A | N/A | N/A |  | 120 V/1-180 VA | N/A | Linked Revit Model : Clinic_A.rvt | UNSET |  |  | Level: Level 1 |  |  |  | 0.500000 | [7 empty] | 0.460000 |  |  |  |  | N/A | UNSET | N/A | N/A | TRUE | N/A | 0 | N/A | 0 | 0 | 0 | 0 | 0 | UNSET | N/A | N/A | FIXED | N/A | Ground Fault Receptacles | UNSET | N/A |  | N/A | N/A | N/A | 0 | L1 | 0 | N/A | N/A | N/A | 0 | [16 empty] | N/A |  |  |  | 23.80.50.11.17 | [7 empty] | Receptacle |  | N21E2 | 12 | [5 empty] | 1291.669250 | 0.000000 | 306 | 1937.503875 | TRUE
1882 | 1E25 |  | 897296 | New Construction | N/A | [5 empty] | 103273 |  | 46550 |  | 43780 |  |  | Standard | 0 |  | 98525,98526,98527,98528,98529,98530,103571,103572,103573,103574,103575 | 0Oe4W3Rwf1Dht7uPdCMRCd | 1 |  | M_Duplex Receptacle:Standard:Standard:897296 |  |  | N/A | 1882 | N/A |  | N/A | N/A | N/A | N/A | N/A |  | 120 V/1-180 VA | N/A | Linked Revit Model : Clinic_A.rvt | UNSET |  |  | Level: Level 1 |  |  |  | 0.500000 | [7 empty] | 0.460000 |  |  |  |  | N/A | UNSET | N/A | N/A | TRUE | N/A | 0 | N/A | 0 | 0 | 0 | 0 | 0 | UNSET | N/A | N/A | FIXED | N/A | Ground Fault Receptacles | UNSET | N/A |  | N/A | N/A | N/A | 0 | L1 | 0 | N/A | N/A | N/A | 0 | [16 empty] | N/A |  |  |  | 23.80.50.11.17 | [7 empty] | Receptacle |  | N21E2 | 12 | [5 empty] | 1291.669250 | 0.000000 | 308 | 1937.503875 | TRUE
1883 | 1E25 |  | 897406 | New Construction | N/A | [5 empty] | 103273 |  | 46551 |  | 43781 |  |  | Standard | 0 |  | 98531,98532,98533,98534,98535,98536,103571,103572,103573,103574,103575 | 0Oe4W3Rwf1Dht7uPdCMRD9 | 1 |  | M_Duplex Receptacle:Standard:Standard:897406 |  |  | N/A | 1883 | N/A |  | N/A | N/A | N/A | N/A | N/A |  | 120 V/1-180 VA | N/A | Linked Revit Model : Clinic_A.rvt | UNSET |  |  | Level: Level 1 |  |  |  | 0.500000 | [7 empty] | 0.460000 |  |  |  |  | N/A | UNSET | N/A | N/A | TRUE | N/A | 0 | N/A | 0 | 0 | 0 | 0 | 0 | UNSET | N/A | N/A | FIXED | N/A | Ground Fault Receptacles | UNSET | N/A |  | N/A | N/A | N/A | 0 | L1 | 0 | N/A | N/A | N/A | 0 | [16 empty] | N/A |  |  |  | 23.80.50.11.17 | [7 empty] | Receptacle |  | N21E2 | 10 | [5 empty] | 1291.669250 | 0.000000 | 309 | 1937.503875 | TRUE
545 | 1E26 | 0 | 740467 | New Construction | N/A |  | 0 |  | 0 |  | 103375 | Point+HemiSpherical | 45344 |  | 53215 | REF TYPE MARK | 0 | B1B - 0610x1219mm | 0 | 87098 | 90566,90567,90568,90569,90570,90571,90572,103443,103444,103445,103446,103447,103448,103449,103450,103452 | 0jQ9LiL9v909pyRa4VVtCl | 1 |  | M_Troffer Light - Parabolic Rectangular:B1B - 0610x1219mm:B1B - 0610x1219mm:740467 |  | YES | N/A | 545 | N/A | 16777215 | N/A | N/A | N/A | N/A | N/A |  | 120 V/1-80 VA | N/A | <not associated> | UNSET |  |  | Level: Level 1 | UNSET | F | 0 | 2.680000 |  | 861.112833 | 0 | 0.050000 |  |  |  | 1.200000 |  |  | T8, 1219mm, RAPID START, CRI=75 |  | N/A | UNSET | N/A | N/A | TRUE | N/A | 0 | N/A | 0 | 0 | 0 | 0 | 0 | UNSET | N/A | N/A | FIXED | N/A | Downlights | UNSET | N/A | D5020210 | N/A | N/A | N/A | 0 | L1 | 0 | N/A | N/A | N/A | 0 | UNSET | UNSET | 0 | 0 | 0 | 0 | 0 | [9 empty] | N/A | Lighting - Fluorescent |  |  | 23.80.70.11.14.11 |  |  | B1B |  |  |  | 1291.669250 | Lighting - Dwelling Unit | 1 | L41B | 7 |  |  | 2900.000000 | 32 | [8 empty] | Metal - Paint Finish - Dark Gray, Matte | Glass - White, High Luminance | Metal - Chrome
546 | 1E26 | 0 | 740475 | New Construction | N/A |  | 0 |  | 0 |  | 103375 | Point+HemiSpherical | 45345 |  | 53216 | REF TYPE MARK | 0 | B1 - 0610x1219mm | 0 | 87097 | 90575,90576,90577,90578,90579,90580,90581,103561,103562,103563,103564,103565,103566,103567,103568,103569 | 0jQ9LiL9v909pyRa4VVtCd | 1 |  | M_Troffer Light - Parabolic Rectangular:B1 - 0610x1219mm:B1 - 0610x1219mm:740475 |  | NO | N/A | 546 | N/A | 16777215 | N/A | N/A | N/A | N/A | N/A |  | 120 V/1-80 VA | N/A | <not associated> | UNSET |  |  | Level: Level 1 | UNSET | F | 0 | 2.680000 |  | 861.112833 | 0 | 0.050000 |  |  |  | 1.200000 |  |  | T8, 1219mm, RAPID START, CRI=75 |  | N/A | UNSET | N/A | N/A | TRUE | N/A | 0 | N/A | 0 | 0 | 0 | 0 | 0 | UNSET | N/A | N/A | FIXED | N/A | Downlights | UNSET | N/A | D5020210 | N/A | N/A | N/A | 0 | L1 | 0 | N/A | N/A | N/A | 0 | UNSET | UNSET | 0 | 0 | 0 | 0 | 0 | [9 empty] | N/A | Lighting - Fluorescent |  |  | 23.80.70.11.14.11 |  |  | B1 |  |  |  | 1291.669250 | Lighting - Dwelling Unit | 1 | L41B | 7 |  |  | 2900.000000 | 32 | [8 empty] | Metal - Paint Finish - Dark Gray, Matte | Glass - White, High Luminance | Metal - Chrome
547 | 1E26 | 0 | 740485 | New Construction | N/A |  | 0 |  | 0 |  | 103375 | Point+HemiSpherical | 45346 |  | 53217 | REF TYPE MARK | 0 | B1 - 0610x1219mm | 0 | 87096 | 90584,90585,90586,90587,90588,90589,90590,103561,103562,103563,103564,103565,103566,103567,103568,103569 | 0jQ9LiL9v909pyRa4VVtFP | 1 |  | M_Troffer Light - Parabolic Rectangular:B1 - 0610x1219mm:B1 - 0610x1219mm:740485 |  | NO | N/A | 547 | N/A | 16777215 | N/A | N/A | N/A | N/A | N/A |  | 120 V/1-80 VA | N/A | <not associated> | UNSET |  |  | Level: Level 1 | UNSET | F | 0 | 2.680000 |  | 861.112833 | 0 | 0.050000 |  |  |  | 1.200000 |  |  | T8, 1219mm, RAPID START, CRI=75 |  | N/A | UNSET | N/A | N/A | TRUE | N/A | 0 | N/A | 0 | 0 | 0 | 0 | 0 | UNSET | N/A | N/A | FIXED | N/A | Downlights | UNSET | N/A | D5020210 | N/A | N/A | N/A | 0 | L1 | 0 | N/A | N/A | N/A | 0 | UNSET | UNSET | 0 | 0 | 0 | 0 | 0 | [9 empty] | N/A | Lighting - Fluorescent |  |  | 23.80.70.11.14.11 |  |  | B1 |  |  |  | 1291.669250 | Lighting - Dwelling Unit | 1 | L41B | 7 |  |  | 2900.000000 | 32 | [8 empty] | Metal - Paint Finish - Dark Gray, Matte | Glass - White, High Luminance | Metal - Chrome
548 | 1E26 | 0 | 740497 | New Construction | N/A |  | 0 |  | 0 |  | 103375 | Point+HemiSpherical | 45347 |  | 53218 | REF TYPE MARK | 0 | B1 - 0610x1219mm | 0 | 87095 | 90592,90593,90594,90595,90596,90597,90598,103561,103562,103563,103564,103565,103566,103567,103568,103569 | 0jQ9LiL9v909pyRa4VVtFD | 1 |  | M_Troffer Light - Parabolic Rectangular:B1 - 0610x1219mm:B1 - 0610x1219mm:740497 |  | NO | N/A | 548 | N/A | 16777215 | N/A | N/A | N/A | N/A | N/A |  | 120 V/1-80 VA | N/A | <not associated> | UNSET |  |  | Level: Level 1 | UNSET | F | 0 | 2.680000 |  | 861.112833 | 0 | 0.050000 |  |  |  | 1.200000 |  |  | T8, 1219mm, RAPID START, CRI=75 |  | N/A | UNSET | N/A | N/A | TRUE | N/A | 0 | N/A | 0 | 0 | 0 | 0 | 0 | UNSET | N/A | N/A | FIXED | N/A | Downlights | UNSET | N/A | D5020210 | N/A | N/A | N/A | 0 | L1 | 0 | N/A | N/A | N/A | 0 | UNSET | UNSET | 0 | 0 | 0 | 0 | 0 | [9 empty] | N/A | Lighting - Fluorescent |  |  | 23.80.70.11.14.11 |  |  | B1 |  |  |  | 1291.669250 | Lighting - Dwelling Unit | 1 | L41B | 7 |  |  | 2900.000000 | 32 | [8 empty] | Metal - Paint Finish - Dark Gray, Matte | Glass - White, High Luminance | Metal - Chrome
1388 | 1E26 |  | 817560 | New Construction | N/A | [5 empty] | 103375 |  | 46059 |  | 43318 |  |  | Single Pole | 0 |  | 95509,95510,95511,95512,95513,95514,103554,103555,103556,103557,103558,103559 | 0FXKOTtYf3kRrcedvXFWjM | 1 |  | M_Lighting Switches:Single Pole:Single Pole:817560 |  |  | N/A | 1388 | N/A |  | N/A | N/A | N/A | N/A | N/A |  | 120 V/1-0 VA | N/A | Linked Revit Model : Clinic_A.rvt |  |  |  | Level: Level 1 |  |  |  | 1.200000 |  | 0.000000 | [5 empty] | 1.200000 |  |  |  |  | N/A | UNSET | N/A | N/A | TRUE | N/A | 0 | N/A | 0 | 0 | 0 | 0 | 0 | UNSET | N/A | N/A | FIXED | N/A | Switches | UNSET | N/A |  | N/A | N/A | N/A | 0 | L1 | 0 | N/A | N/A | N/A | 0 | [16 empty] | N/A |  |  |  | 23.80.50.11.14 | [7 empty] | Other |  | L41B | 7 | [5 empty] | 1291.669250 | 0.000000
1867 | 1E26 |  | 896282 | New Construction | N/A | [5 empty] | 103375 |  | 46534 |  | 43765 |  |  | Standard | 0 |  | 98434,98435,98436,98437,98438,98439,103571,103572,103573,103574,103575 | 0Oe4W3Rwf1Dht7uPdCMQyj | 1 |  | M_Duplex Receptacle:Standard:Standard:896282 |  |  | N/A | 1867 | N/A |  | N/A | N/A | N/A | N/A | N/A |  | 120 V/1-180 VA | N/A | Linked Revit Model : Clinic_A.rvt | UNSET |  |  | Level: Level 1 |  |  |  | 0.500000 | [7 empty] | 0.460000 |  |  |  |  | N/A | UNSET | N/A | N/A | TRUE | N/A | 0 | N/A | 0 | 0 | 0 | 0 | 0 | UNSET | N/A | N/A | FIXED | N/A | Ground Fault Receptacles | UNSET | N/A |  | N/A | N/A | N/A | 0 | L1 | 0 | N/A | N/A | N/A | 0 | [16 empty] | N/A |  |  |  | 23.80.50.11.17 | [7 empty] | Receptacle |  | N21E2 | 11 | [5 empty] | 1291.669250 | 0.000000 | 293 | 1937.503875 | TRUE
1868 | 1E26 |  | 896335 | New Construction | N/A | [5 empty] | 103375 |  | 46535 |  | 43766 |  |  | Standard | 0 |  | 98441,98442,98443,98444,98445,98446,103571,103572,103573,103574,103575 | 0Oe4W3Rwf1Dht7uPdCMQzu | 1 |  | M_Duplex Receptacle:Standard:Standard:896335 |  |  | N/A | 1868 | N/A |  | N/A | N/A | N/A | N/A | N/A |  | 120 V/1-180 VA | N/A | Linked Revit Model : Clinic_A.rvt | UNSET |  |  | Level: Level 1 |  |  |  | 0.500000 | [7 empty] | 0.460000 |  |  |  |  | N/A | UNSET | N/A | N/A | TRUE | N/A | 0 | N/A | 0 | 0 | 0 | 0 | 0 | UNSET | N/A | N/A | FIXED | N/A | Ground Fault Receptacles | UNSET | N/A |  | N/A | N/A | N/A | 0 | L1 | 0 | N/A | N/A | N/A | 0 | [16 empty] | N/A |  |  |  | 23.80.50.11.17 | [7 empty] | Receptacle |  | N21E2 | 11 | [5 empty] | 1291.669250 | 0.000000 | 294 | 1937.503875 | TRUE
1869 | 1E26 |  | 896385 | New Construction | N/A | [5 empty] | 103375 |  | 46536 |  | 43767 |  |  | Standard | 0 |  | 98447,98448,98449,98450,98451,98452,103571,103572,103573,103574,103575 | 0Oe4W3Rwf1Dht7uPdCMQ_s | 1 |  | M_Duplex Receptacle:Standard:Standard:896385 |  |  | N/A | 1869 | N/A |  | N/A | N/A | N/A | N/A | N/A |  | 120 V/1-180 VA | N/A | Linked Revit Model : Clinic_A.rvt | UNSET |  |  | Level: Level 1 |  |  |  | 0.500000 | [7 empty] | 0.460000 |  |  |  |  | N/A | UNSET | N/A | N/A | TRUE | N/A | 0 | N/A | 0 | 0 | 0 | 0 | 0 | UNSET | N/A | N/A | FIXED | N/A | Ground Fault Receptacles | UNSET | N/A |  | N/A | N/A | N/A | 0 | L1 | 0 | N/A | N/A | N/A | 0 | [16 empty] | N/A |  |  |  | 23.80.50.11.17 | [7 empty] | Receptacle |  | N21E2 | 11 | [5 empty] | 1291.669250 | 0.000000 | 295 | 1937.503875 | TRUE
1870 | 1E26 |  | 896439 | New Construction | N/A | [5 empty] | 103375 |  | 46537 |  | 43768 |  |  | Standard | 0 |  | 98453,98454,98455,98456,98457,98458,103571,103572,103573,103574,103575 | 0Oe4W3Rwf1Dht7uPdCMQ_0 | 1 |  | M_Duplex Receptacle:Standard:Standard:896439 |  |  | N/A | 1870 | N/A |  | N/A | N/A | N/A | N/A | N/A |  | 120 V/1-180 VA | N/A | Linked Revit Model : Clinic_A.rvt | UNSET |  |  | Level: Level 1 |  |  |  | 0.500000 | [7 empty] | 0.460000 |  |  |  |  | N/A | UNSET | N/A | N/A | TRUE | N/A | 0 | N/A | 0 | 0 | 0 | 0 | 0 | UNSET | N/A | N/A | FIXED | N/A | Ground Fault Receptacles | UNSET | N/A |  | N/A | N/A | N/A | 0 | L1 | 0 | N/A | N/A | N/A | 0 | [16 empty] | N/A |  |  |  | 23.80.50.11.17 | [7 empty] | Receptacle |  | N21E2 | 11 | [5 empty] | 1291.669250 | 0.000000 | 296 | 1937.503875 | TRUE
1871 | 1E26 |  | 896476 | New Construction | N/A | [5 empty] | 103375 |  | 46538 |  | 43769 |  |  | Standard | 0 |  | 98459,98460,98461,98462,98463,98464,103571,103572,103573,103574,103575 | 0Oe4W3Rwf1Dht7uPdCMQ$h | 1 |  | M_Duplex Receptacle:Standard:Standard:896476 |  |  | N/A | 1871 | N/A |  | N/A | N/A | N/A | N/A | N/A |  | 120 V/1-180 VA | N/A | Linked Revit Model : Clinic_A.rvt | UNSET |  |  | Level: Level 1 |  |  |  | 0.500000 | [7 empty] | 0.460000 |  |  |  |  | N/A | UNSET | N/A | N/A | TRUE | N/A | 0 | N/A | 0 | 0 | 0 | 0 | 0 | UNSET | N/A | N/A | FIXED | N/A | Ground Fault Receptacles | UNSET | N/A |  | N/A | N/A | N/A | 0 | L1 | 0 | N/A | N/A | N/A | 0 | [16 empty] | N/A |  |  |  | 23.80.50.11.17 | [7 empty] | Receptacle |  | N21E2 | 11 | [5 empty] | 1291.669250 | 0.000000 | 297 | 1937.503875 | TRUE
1872 | 1E26 |  | 896549 | New Construction | N/A | [5 empty] | 103375 |  | 46539 |  | 43770 |  |  | Standard | 0 |  | 98465,98466,98467,98468,98469,98470,103571,103572,103573,103574,103575 | 0Oe4W3Rwf1Dht7uPdCMQmI | 1 |  | M_Duplex Receptacle:Standard:Standard:896549 |  |  | N/A | 1872 | N/A |  | N/A | N/A | N/A | N/A | N/A |  | 120 V/1-180 VA | N/A | M_Lighting Switches : Single Pole | UNSET |  |  | Level: Level 1 |  |  |  | 0.500000 | [7 empty] | 0.460000 |  |  |  |  | N/A | UNSET | N/A | N/A | TRUE | N/A | 0 | N/A | 0 | 0 | 0 | 0 | 0 | UNSET | N/A | N/A | FIXED | N/A | Ground Fault Receptacles | UNSET | N/A |  | N/A | N/A | N/A | 0 | L1 | 0 | N/A | N/A | N/A | 0 | [16 empty] | N/A |  |  |  | 23.80.50.11.17 | [7 empty] | Receptacle |  | N21E2 | 11 | [5 empty] | 1291.669250 | 0.000000 | 298 | 1937.503875 | TRUE
1873 | 1E26 |  | 896593 | New Construction | N/A | [5 empty] | 103375 |  | 46540 |  | 43771 |  |  | Standard | 0 |  | 98471,98472,98473,98474,98475,98476,103571,103572,103573,103574,103575 | 0Oe4W3Rwf1Dht7uPdCMQnc | 1 |  | M_Duplex Receptacle:Standard:Standard:896593 |  |  | N/A | 1873 | N/A |  | N/A | N/A | N/A | N/A | N/A |  | 120 V/1-180 VA | N/A | Linked Revit Model : Clinic_A.rvt | UNSET |  |  | Level: Level 1 |  |  |  | 0.500000 | [7 empty] | 0.460000 |  |  |  |  | N/A | UNSET | N/A | N/A | TRUE | N/A | 0 | N/A | 0 | 0 | 0 | 0 | 0 | UNSET | N/A | N/A | FIXED | N/A | Ground Fault Receptacles | UNSET | N/A |  | N/A | N/A | N/A | 0 | L1 | 0 | N/A | N/A | N/A | 0 | [16 empty] | N/A |  |  |  | 23.80.50.11.17 | [7 empty] | Receptacle |  | N21E2 | 11 | [5 empty] | 1291.669250 | 0.000000 | 299 | 1937.503875 | TRUE
549 | 1E27 | 0 | 740505 | New Construction | N/A |  | 0 |  | 0 |  | 103141 | Point+HemiSpherical | 45348 |  | 53219 | REF TYPE MARK | 0 | B1 - 0610x1219mm | 0 | 87094 | 90599,90600,90601,90602,90603,90604,90605,103561,103562,103563,103564,103565,103566,103567,103568,103569 | 0jQ9LiL9v909pyRa4VVtF5 | 1 |  | M_Troffer Light - Parabolic Rectangular:B1 - 0610x1219mm:B1 - 0610x1219mm:740505 |  | NO | N/A | 549 | N/A | 16777215 | N/A | N/A | N/A | N/A | N/A |  | 120 V/1-80 VA | N/A | <not associated> | UNSET |  |  | Level: Level 1 | UNSET | F | 0 | 2.680000 |  | 861.112833 | 0 | 0.050000 |  |  |  | 1.200000 |  |  | T8, 1219mm, RAPID START, CRI=75 |  | N/A | UNSET | N/A | N/A | TRUE | N/A | 0 | N/A | 0 | 0 | 0 | 0 | 0 | UNSET | N/A | N/A | FIXED | N/A | Downlights | UNSET | N/A | D5020210 | N/A | N/A | N/A | 0 | L1 | 0 | N/A | N/A | N/A | 0 | UNSET | UNSET | 0 | 0 | 0 | 0 | 0 | [9 empty] | N/A | Lighting - Fluorescent |  |  | 23.80.70.11.14.11 |  |  | B1 |  |  |  | 1291.669250 | Lighting - Dwelling Unit | 1 | L41B | 7 |  |  | 2900.000000 | 32 | [8 empty] | Metal - Paint Finish - Dark Gray, Matte | Glass - White, High Luminance | Metal - Chrome
1389 | 1E27 |  | 817668 | New Construction | N/A | [5 empty] | 103141 |  | 46060 |  | 43319 |  |  | Single Pole | 0 |  | 95515,95516,95517,95518,95519,95520,103554,103555,103556,103557,103558,103559 | 0FXKOTtYf3kRrcedvXFWZA | 1 |  | M_Lighting Switches:Single Pole:Single Pole:817668 |  |  | N/A | 1389 | N/A |  | N/A | N/A | N/A | N/A | N/A |  | 120 V/1-0 VA | N/A | Linked Revit Model : Clinic_A.rvt |  |  |  | Level: Level 1 |  |  |  | 1.200000 |  | 0.000000 | [5 empty] | 1.200000 |  |  |  |  | N/A | UNSET | N/A | N/A | TRUE | N/A | 0 | N/A | 0 | 0 | 0 | 0 | 0 | UNSET | N/A | N/A | FIXED | N/A | Switches | UNSET | N/A |  | N/A | N/A | N/A | 0 | L1 | 0 | N/A | N/A | N/A | 0 | [16 empty] | N/A |  |  |  | 23.80.50.11.14 | [7 empty] | Other |  | L41B | 7 | [5 empty] | 1291.669250 | 0.000000
1864 | 1E27 |  | 896141 | New Construction | N/A | [5 empty] | 103141 |  | 46531 |  | 43762 |  |  | Standard | 0 |  | 98413,98414,98415,98416,98417,98418,103571,103572,103573,103574,103575 | 0Oe4W3Rwf1Dht7uPdCMQww | 1 |  | M_Duplex Receptacle:Standard:Standard:896141 |  |  | N/A | 1864 | N/A |  | N/A | N/A | N/A | N/A | N/A |  | 120 V/1-180 VA | N/A | Linked Revit Model : Clinic_A.rvt | UNSET |  |  | Level: Level 1 |  |  |  | 0.500000 | [7 empty] | 0.460000 |  |  |  |  | N/A | UNSET | N/A | N/A | TRUE | N/A | 0 | N/A | 0 | 0 | 0 | 0 | 0 | UNSET | N/A | N/A | FIXED | N/A | Ground Fault Receptacles | UNSET | N/A |  | N/A | N/A | N/A | 0 | L1 | 0 | N/A | N/A | N/A | 0 | [16 empty] | N/A |  |  |  | 23.80.50.11.17 | [7 empty] | Receptacle |  | N21E2 | 12 | [5 empty] | 1291.669250 | 0.000000 | 290 | 1937.503875 | TRUE
1865 | 1E27 |  | 896185 | New Construction | N/A | [5 empty] | 103141 |  | 46532 |  | 43763 |  |  | Standard | 0 |  | 98420,98421,98422,98423,98424,98425,103571,103572,103573,103574,103575 | 0Oe4W3Rwf1Dht7uPdCMQwE | 1 |  | M_Duplex Receptacle:Standard:Standard:896185 |  |  | N/A | 1865 | N/A |  | N/A | N/A | N/A | N/A | N/A |  | 120 V/1-180 VA | N/A | Linked Revit Model : Clinic_A.rvt | UNSET |  |  | Level: Level 1 |  |  |  | 0.500000 | [7 empty] | 0.460000 |  |  |  |  | N/A | UNSET | N/A | N/A | TRUE | N/A | 0 | N/A | 0 | 0 | 0 | 0 | 0 | UNSET | N/A | N/A | FIXED | N/A | Ground Fault Receptacles | UNSET | N/A |  | N/A | N/A | N/A | 0 | L1 | 0 | N/A | N/A | N/A | 0 | [16 empty] | N/A |  |  |  | 23.80.50.11.17 | [7 empty] | Receptacle |  | N21E2 | 12 | [5 empty] | 1291.669250 | 0.000000 | 291 | 1937.503875 | TRUE
1866 | 1E27 |  | 896228 | New Construction | N/A | [5 empty] | 103141 |  | 46533 |  | 43764 |  |  | Standard | 0 |  | 98427,98428,98429,98430,98431,98432,103571,103572,103573,103574,103575 | 0Oe4W3Rwf1Dht7uPdCMQxJ | 1 |  | M_Duplex Receptacle:Standard:Standard:896228 |  |  | N/A | 1866 | N/A |  | N/A | N/A | N/A | N/A | N/A |  | 120 V/1-180 VA | N/A | Linked Revit Model : Clinic_A.rvt | UNSET |  |  | Level: Level 1 |  |  |  | 0.500000 | [7 empty] | 0.460000 |  |  |  |  | N/A | UNSET | N/A | N/A | TRUE | N/A | 0 | N/A | 0 | 0 | 0 | 0 | 0 | UNSET | N/A | N/A | FIXED | N/A | Ground Fault Receptacles | UNSET | N/A |  | N/A | N/A | N/A | 0 | L1 | 0 | N/A | N/A | N/A | 0 | [16 empty] | N/A |  |  |  | 23.80.50.11.17 | [7 empty] | Receptacle |  | N21E2 | 12 | [5 empty] | 1291.669250 | 0.000000 | 292 | 1937.503875 | TRUE
550 | 1E28 | 0 | 740515 | New Construction | N/A |  | 0 |  | 0 |  | 103245 | Point+HemiSpherical | 45349 |  | 53220 | REF TYPE MARK | 0 | B1 - 0610x1219mm | 0 | 87093 | 90606,90607,90608,90609,90610,90611,90612,103561,103562,103563,103564,103565,103566,103567,103568,103569 | 0jQ9LiL9v909pyRa4VVtF$ | 1 |  | M_Troffer Light - Parabolic Rectangular:B1 - 0610x1219mm:B1 - 0610x1219mm:740515 |  | NO | N/A | 550 | N/A | 16777215 | N/A | N/A | N/A | N/A | N/A |  | 120 V/1-80 VA | N/A | <not associated> | UNSET |  |  | Level: Level 1 | UNSET | F | 0 | 2.680000 |  | 861.112833 | 0 | 0.050000 |  |  |  | 1.200000 |  |  | T8, 1219mm, RAPID START, CRI=75 |  | N/A | UNSET | N/A | N/A | TRUE | N/A | 0 | N/A | 0 | 0 | 0 | 0 | 0 | UNSET | N/A | N/A | FIXED | N/A | Downlights | UNSET | N/A | D5020210 | N/A | N/A | N/A | 0 | L1 | 0 | N/A | N/A | N/A | 0 | UNSET | UNSET | 0 | 0 | 0 | 0 | 0 | [9 empty] | N/A | Lighting - Fluorescent |  |  | 23.80.70.11.14.11 |  |  | B1 |  |  |  | 1291.669250 | Lighting - Dwelling Unit | 1 | L41B | 7 |  |  | 2900.000000 | 32 | [8 empty] | Metal - Paint Finish - Dark Gray, Matte | Glass - White, High Luminance | Metal - Chrome
551 | 1E28 | 0 | 740523 | New Construction | N/A |  | 0 |  | 0 |  | 103245 | Point+HemiSpherical | 45350 |  | 53221 | REF TYPE MARK | 0 | B1 - 0610x1219mm | 0 | 87092 | 90613,90614,90615,90616,90617,90618,90619,103561,103562,103563,103564,103565,103566,103567,103568,103569 | 0jQ9LiL9v909pyRa4VVtFt | 1 |  | M_Troffer Light - Parabolic Rectangular:B1 - 0610x1219mm:B1 - 0610x1219mm:740523 |  | NO | N/A | 551 | N/A | 16777215 | N/A | N/A | N/A | N/A | N/A |  | 120 V/1-80 VA | N/A | <not associated> | UNSET |  |  | Level: Level 1 | UNSET | F | 0 | 2.680000 |  | 861.112833 | 0 | 0.050000 |  |  |  | 1.200000 |  |  | T8, 1219mm, RAPID START, CRI=75 |  | N/A | UNSET | N/A | N/A | TRUE | N/A | 0 | N/A | 0 | 0 | 0 | 0 | 0 | UNSET | N/A | N/A | FIXED | N/A | Downlights | UNSET | N/A | D5020210 | N/A | N/A | N/A | 0 | L1 | 0 | N/A | N/A | N/A | 0 | UNSET | UNSET | 0 | 0 | 0 | 0 | 0 | [9 empty] | N/A | Lighting - Fluorescent |  |  | 23.80.70.11.14.11 |  |  | B1 |  |  |  | 1291.669250 | Lighting - Dwelling Unit | 1 | L41B | 7 |  |  | 2900.000000 | 32 | [8 empty] | Metal - Paint Finish - Dark Gray, Matte | Glass - White, High Luminance | Metal - Chrome
1390 | 1E28 |  | 817744 | New Construction | N/A | [5 empty] | 103245 |  | 46061 |  | 43320 |  |  | Single Pole | 0 |  | 95521,95522,95523,95524,95525,95526,103554,103555,103556,103557,103558,103559 | 0FXKOTtYf3kRrcedvXFWYU | 1 |  | M_Lighting Switches:Single Pole:Single Pole:817744 |  |  | N/A | 1390 | N/A |  | N/A | N/A | N/A | N/A | N/A |  | 120 V/1-0 VA | N/A | Linked Revit Model : Clinic_A.rvt |  |  |  | Level: Level 1 |  |  |  | 1.200000 |  | 0.000000 | [5 empty] | 1.200000 |  |  |  |  | N/A | UNSET | N/A | N/A | TRUE | N/A | 0 | N/A | 0 | 0 | 0 | 0 | 0 | UNSET | N/A | N/A | FIXED | N/A | Switches | UNSET | N/A |  | N/A | N/A | N/A | 0 | L1 | 0 | N/A | N/A | N/A | 0 | [16 empty] | N/A |  |  |  | 23.80.50.11.14 | [7 empty] | Other |  | L41B | 7 | [5 empty] | 1291.669250 | 0.000000
1860 | 1E28 |  | 895427 | New Construction | N/A | [5 empty] | 103245 |  | 46527 |  | 43758 |  |  | Standard | 0 |  | 98386,98387,98388,98389,98390,98391,103571,103572,103573,103574,103575 | 0Oe4W3Rwf1Dht7uPdCMQlq | 1 |  | M_Duplex Receptacle:Standard:Standard:895427 |  |  | N/A | 1860 | N/A |  | N/A | N/A | N/A | N/A | N/A |  | 120 V/1-180 VA | N/A | Linked Revit Model : Clinic_A.rvt | UNSET |  |  | Level: Level 1 |  |  |  | 0.500000 | [7 empty] | 0.460000 |  |  |  |  | N/A | UNSET | N/A | N/A | TRUE | N/A | 0 | N/A | 0 | 0 | 0 | 0 | 0 | UNSET | N/A | N/A | FIXED | N/A | Ground Fault Receptacles | UNSET | N/A |  | N/A | N/A | N/A | 0 | L1 | 0 | N/A | N/A | N/A | 0 | [16 empty] | N/A |  |  |  | 23.80.50.11.17 | [7 empty] | Receptacle |  | N21E2 | 14 | [5 empty] | 1291.669250 | 0.000000 | 286 | 1937.503875 | TRUE
1861 | 1E28 |  | 895960 | New Construction | N/A | [5 empty] | 103245 |  | 46528 |  | 43759 |  |  | Standard | 0 |  | 98392,98393,98394,98395,98396,98397,103571,103572,103573,103574,103575 | 0Oe4W3Rwf1Dht7uPdCMQdl | 1 |  | M_Duplex Receptacle:Standard:Standard:895960 |  |  | N/A | 1861 | N/A |  | N/A | N/A | N/A | N/A | N/A |  | 120 V/1-180 VA | N/A | Linked Revit Model : Clinic_A.rvt | UNSET |  |  | Level: Level 1 |  |  |  | 0.500000 | [7 empty] | 0.460000 |  |  |  |  | N/A | UNSET | N/A | N/A | TRUE | N/A | 0 | N/A | 0 | 0 | 0 | 0 | 0 | UNSET | N/A | N/A | FIXED | N/A | Ground Fault Receptacles | UNSET | N/A |  | N/A | N/A | N/A | 0 | L1 | 0 | N/A | N/A | N/A | 0 | [16 empty] | N/A |  |  |  | 23.80.50.11.17 | [7 empty] | Receptacle |  | N21E2 | 14 | [5 empty] | 1291.669250 | 0.000000 | 287 | 1937.503875 | TRUE
1862 | 1E28 |  | 896014 | New Construction | N/A | [5 empty] | 103245 |  | 46529 |  | 43760 |  |  | Standard | 0 |  | 98399,98400,98401,98402,98403,98404,103571,103572,103573,103574,103575 | 0Oe4W3Rwf1Dht7uPdCMQuv | 1 |  | M_Duplex Receptacle:Standard:Standard:896014 |  |  | N/A | 1862 | N/A |  | N/A | N/A | N/A | N/A | N/A |  | 120 V/1-180 VA | N/A | Linked Revit Model : Clinic_A.rvt | UNSET |  |  | Level: Level 1 |  |  |  | 0.500000 | [7 empty] | 0.460000 |  |  |  |  | N/A | UNSET | N/A | N/A | TRUE | N/A | 0 | N/A | 0 | 0 | 0 | 0 | 0 | UNSET | N/A | N/A | FIXED | N/A | Ground Fault Receptacles | UNSET | N/A |  | N/A | N/A | N/A | 0 | L1 | 0 | N/A | N/A | N/A | 0 | [16 empty] | N/A |  |  |  | 23.80.50.11.17 | [7 empty] | Receptacle |  | N21E2 | 14 | [5 empty] | 1291.669250 | 0.000000 | 288 | 1937.503875 | TRUE
1863 | 1E28 |  | 896097 | New Construction | N/A | [5 empty] | 103245 |  | 46530 |  | 43761 |  |  | Standard | 0 |  | 98406,98407,98408,98409,98410,98411,103571,103572,103573,103574,103575 | 0Oe4W3Rwf1Dht7uPdCMQvM | 1 |  | M_Duplex Receptacle:Standard:Standard:896097 |  |  | N/A | 1863 | N/A |  | N/A | N/A | N/A | N/A | N/A |  | 120 V/1-180 VA | N/A | Linked Revit Model : Clinic_A.rvt | UNSET |  |  | Level: Level 1 |  |  |  | 0.500000 | [7 empty] | 0.460000 |  |  |  |  | N/A | UNSET | N/A | N/A | TRUE | N/A | 0 | N/A | 0 | 0 | 0 | 0 | 0 | UNSET | N/A | N/A | FIXED | N/A | Ground Fault Receptacles | UNSET | N/A |  | N/A | N/A | N/A | 0 | L1 | 0 | N/A | N/A | N/A | 0 | [16 empty] | N/A |  |  |  | 23.80.50.11.17 | [7 empty] | Receptacle |  | N21E2 | 14 | [5 empty] | 1291.669250 | 0.000000 | 289 | 1937.503875 | TRUE
543 | 1E29 | 0 | 740439 | New Construction | N/A |  | 0 |  | 0 |  | 103163 | Point+HemiSpherical | 45342 |  | 53213 | REF TYPE MARK | 0 | B1 - 0610x1219mm | 0 | 87100 | 90549,90550,90551,90552,90553,90554,90555,103561,103562,103563,103564,103565,103566,103567,103568,103569 | 0jQ9LiL9v909pyRa4VVtCB | 1 |  | M_Troffer Light - Parabolic Rectangular:B1 - 0610x1219mm:B1 - 0610x1219mm:740439 |  | NO | N/A | 543 | N/A | 16777215 | N/A | N/A | N/A | N/A | N/A |  | 120 V/1-80 VA | N/A | <not associated> | UNSET |  |  | Level: Level 1 | UNSET | F | 0 | 2.680000 |  | 861.112833 | 0 | 0.050000 |  |  |  | 1.200000 |  |  | T8, 1219mm, RAPID START, CRI=75 |  | N/A | UNSET | N/A | N/A | TRUE | N/A | 0 | N/A | 0 | 0 | 0 | 0 | 0 | UNSET | N/A | N/A | FIXED | N/A | Downlights | UNSET | N/A | D5020210 | N/A | N/A | N/A | 0 | L1 | 0 | N/A | N/A | N/A | 0 | UNSET | UNSET | 0 | 0 | 0 | 0 | 0 | [9 empty] | N/A | Lighting - Fluorescent |  |  | 23.80.70.11.14.11 |  |  | B1 |  |  |  | 1291.669250 | Lighting - Dwelling Unit | 1 | L41B | 7 |  |  | 2900.000000 | 32 | [8 empty] | Metal - Paint Finish - Dark Gray, Matte | Glass - White, High Luminance | Metal - Chrome
544 | 1E29 | 0 | 740440 | New Construction | N/A |  | 0 |  | 0 |  | 103163 | Point+HemiSpherical | 45343 |  | 53214 | REF TYPE MARK | 0 | B1 - 0610x1219mm | 0 | 87099 | 90557,90558,90559,90560,90561,90562,90563,103561,103562,103563,103564,103565,103566,103567,103568,103569 | 0jQ9LiL9v909pyRa4VVtC4 | 1 |  | M_Troffer Light - Parabolic Rectangular:B1 - 0610x1219mm:B1 - 0610x1219mm:740440 |  | NO | N/A | 544 | N/A | 16777215 | N/A | N/A | N/A | N/A | N/A |  | 120 V/1-80 VA | N/A | <not associated> | UNSET |  |  | Level: Level 1 | UNSET | F | 0 | 2.680000 |  | 861.112833 | 0 | 0.050000 |  |  |  | 1.200000 |  |  | T8, 1219mm, RAPID START, CRI=75 |  | N/A | UNSET | N/A | N/A | TRUE | N/A | 0 | N/A | 0 | 0 | 0 | 0 | 0 | UNSET | N/A | N/A | FIXED | N/A | Downlights | UNSET | N/A | D5020210 | N/A | N/A | N/A | 0 | L1 | 0 | N/A | N/A | N/A | 0 | UNSET | UNSET | 0 | 0 | 0 | 0 | 0 | [9 empty] | N/A | Lighting - Fluorescent |  |  | 23.80.70.11.14.11 |  |  | B1 |  |  |  | 1291.669250 | Lighting - Dwelling Unit | 1 | L41B | 7 |  |  | 2900.000000 | 32 | [8 empty] | Metal - Paint Finish - Dark Gray, Matte | Glass - White, High Luminance | Metal - Chrome
1824 | 1E29 |  | 890125 | New Construction | N/A | [5 empty] | 103163 |  | 46489 |  | 43722 |  |  | Standard | 0 |  | 98163,98164,98165,98166,98167,98168,103571,103572,103573,103574,103575 | 0Oe4W3Rwf1Dht7uPdCMPSw | 1 |  | M_Duplex Receptacle:Standard:Standard:890125 |  |  | N/A | 1824 | N/A |  | N/A | N/A | N/A | N/A | N/A |  | 120 V/1-180 VA | N/A | Linked Revit Model : Clinic_A.rvt | UNSET |  |  | Level: Level 1 |  |  |  | 0.500000 | [7 empty] | 0.460000 |  |  |  |  | N/A | UNSET | N/A | N/A | TRUE | N/A | 0 | N/A | 0 | 0 | 0 | 0 | 0 | UNSET | N/A | N/A | FIXED | N/A | Ground Fault Receptacles | UNSET | N/A |  | N/A | N/A | N/A | 0 | L1 | 0 | N/A | N/A | N/A | 0 | [16 empty] | N/A |  |  |  | 23.80.50.11.17 | [7 empty] | Receptacle |  | N21E2 | 8 | [5 empty] | 1291.669250 | 0.000000 | 250 | 1937.503875 | TRUE
1874 | 1E29 |  | 896703 | New Construction | N/A | [5 empty] | 103163 |  | 46541 |  | 43772 |  |  | Standard | 0 |  | 98477,98478,98479,98480,98481,98482,103571,103572,103573,103574,103575 | 0Oe4W3Rwf1Dht7uPdCMQo8 | 1 |  | M_Duplex Receptacle:Standard:Standard:896703 |  |  | N/A | 1874 | N/A |  | N/A | N/A | N/A | N/A | N/A |  | 120 V/1-180 VA | N/A | Linked Revit Model : Clinic_A.rvt | UNSET |  |  | Level: Level 1 |  |  |  | 0.500000 | [7 empty] | 0.460000 |  |  |  |  | N/A | UNSET | N/A | N/A | TRUE | N/A | 0 | N/A | 0 | 0 | 0 | 0 | 0 | UNSET | N/A | N/A | FIXED | N/A | Ground Fault Receptacles | UNSET | N/A |  | N/A | N/A | N/A | 0 | L1 | 0 | N/A | N/A | N/A | 0 | [16 empty] | N/A |  |  |  | 23.80.50.11.17 | [7 empty] | Receptacle |  | N21E2 | 8 | [5 empty] | 1291.669250 | 0.000000 | 300 | 1937.503875 | TRUE
1875 | 1E29 |  | 896782 | New Construction | N/A | [5 empty] | 103163 |  | 46542 |  | 43773 |  |  | Standard | 0 |  | 98483,98484,98485,98486,98487,98488,103571,103572,103573,103574,103575 | 0Oe4W3Rwf1Dht7uPdCMQqv | 1 |  | M_Duplex Receptacle:Standard:Standard:896782 |  |  | N/A | 1875 | N/A |  | N/A | N/A | N/A | N/A | N/A |  | 120 V/1-180 VA | N/A | Linked Revit Model : Clinic_A.rvt | UNSET |  |  | Level: Level 1 |  |  |  | 0.500000 | [7 empty] | 0.460000 |  |  |  |  | N/A | UNSET | N/A | N/A | TRUE | N/A | 0 | N/A | 0 | 0 | 0 | 0 | 0 | UNSET | N/A | N/A | FIXED | N/A | Ground Fault Receptacles | UNSET | N/A |  | N/A | N/A | N/A | 0 | L1 | 0 | N/A | N/A | N/A | 0 | [16 empty] | N/A |  |  |  | 23.80.50.11.17 | [7 empty] | Receptacle |  | N21E2 | 8 | [5 empty] | 1291.669250 | 0.000000 | 301 | 1937.503875 | TRUE
1876 | 1E29 |  | 896867 | New Construction | N/A | [5 empty] | 103163 |  | 46543 |  | 43774 |  |  | Standard | 0 |  | 98489,98490,98491,98492,98493,98494,103571,103572,103573,103574,103575 | 0Oe4W3Rwf1Dht7uPdCMQrK | 1 |  | M_Duplex Receptacle:Standard:Standard:896867 |  |  | N/A | 1876 | N/A |  | N/A | N/A | N/A | N/A | N/A |  | 120 V/1-180 VA | N/A | Linked Revit Model : Clinic_A.rvt | UNSET |  |  | Level: Level 1 |  |  |  | 0.500000 | [7 empty] | 0.460000 |  |  |  |  | N/A | UNSET | N/A | N/A | TRUE | N/A | 0 | N/A | 0 | 0 | 0 | 0 | 0 | UNSET | N/A | N/A | FIXED | N/A | Ground Fault Receptacles | UNSET | N/A |  | N/A | N/A | N/A | 0 | L1 | 0 | N/A | N/A | N/A | 0 | [16 empty] | N/A |  |  |  | 23.80.50.11.17 | [7 empty] | Receptacle |  | N21E2 | 8 | [5 empty] | 1291.669250 | 0.000000 | 302 | 1937.503875 | TRUE
524 | 1E30 | 0 | 740188 | New Construction | N/A |  | 0 |  | 0 |  | 103004 | Point+HemiSpherical | 45323 |  | 53194 | REF TYPE MARK | 0 | B1 - 0610x1219mm | 0 | 87119 | 90408,90409,90410,90411,90412,90413,90414,103561,103562,103563,103564,103565,103566,103567,103568,103569 | 0jQ9LiL9v909pyRa4VVtG0 | 1 |  | M_Troffer Light - Parabolic Rectangular:B1 - 0610x1219mm:B1 - 0610x1219mm:740188 |  | NO | N/A | 524 | N/A | 16777215 | N/A | N/A | N/A | N/A | N/A |  | 120 V/1-80 VA | N/A | <not associated> | UNSET |  |  | Level: Level 1 | UNSET | F | 0 | 2.680000 |  | 861.112833 | 0 | 0.050000 |  |  |  | 1.200000 |  |  | T8, 1219mm, RAPID START, CRI=75 |  | N/A | UNSET | N/A | N/A | TRUE | N/A | 0 | N/A | 0 | 0 | 0 | 0 | 0 | UNSET | N/A | N/A | FIXED | N/A | Downlights | UNSET | N/A | D5020210 | N/A | N/A | N/A | 0 | L1 | 0 | N/A | N/A | N/A | 0 | UNSET | UNSET | 0 | 0 | 0 | 0 | 0 | [9 empty] | N/A | Lighting - Fluorescent |  |  | 23.80.70.11.14.11 |  |  | B1 |  |  |  | 1291.669250 | Lighting - Dwelling Unit | 1 | L41B | 6 |  |  | 2900.000000 | 32 | [8 empty] | Metal - Paint Finish - Dark Gray, Matte | Glass - White, High Luminance | Metal - Chrome
1396 | 1E30 |  | 819190 | New Construction | N/A | [5 empty] | 103004 |  | 46067 |  | 43326 |  |  | Single Pole | 0 |  | 95557,95558,95559,95560,95561,95562,103554,103555,103556,103557,103558,103559 | 0FXKOTtYf3kRrcedvXFWqu | 1 |  | M_Lighting Switches:Single Pole:Single Pole:819190 |  |  | N/A | 1396 | N/A |  | N/A | N/A | N/A | N/A | N/A |  | 120 V/1-0 VA | N/A | Linked Revit Model : Clinic_A.rvt |  |  |  | Level: Level 1 |  |  |  | 1.200000 |  | 0.000000 | [5 empty] | 1.200000 |  |  |  |  | N/A | UNSET | N/A | N/A | TRUE | N/A | 0 | N/A | 0 | 0 | 0 | 0 | 0 | UNSET | N/A | N/A | FIXED | N/A | Switches | UNSET | N/A |  | N/A | N/A | N/A | 0 | L1 | 0 | N/A | N/A | N/A | 0 | [16 empty] | N/A |  |  |  | 23.80.50.11.14 | [7 empty] | Other |  | L41B | 6 | [5 empty] | 1291.669250 | 0.000000
1890 | 1E30 |  | 898319 | New Construction | N/A | [5 empty] | 103004 |  | 46558 |  | 43788 |  |  | Standard | 0 |  | 98576,98577,98578,98579,98580,98581,103571,103572,103573,103574,103575 | 0Oe4W3Rwf1Dht7uPdCMRSu | 1 |  | M_Duplex Receptacle:Standard:Standard:898319 |  |  | N/A | 1890 | N/A |  | N/A | N/A | N/A | N/A | N/A |  | 120 V/1-180 VA | N/A | Linked Revit Model : Clinic_A.rvt | UNSET |  |  | Level: Level 1 |  |  |  | 0.500000 | [7 empty] | 0.460000 |  |  |  |  | N/A | UNSET | N/A | N/A | TRUE | N/A | 0 | N/A | 0 | 0 | 0 | 0 | 0 | UNSET | N/A | N/A | FIXED | N/A | Ground Fault Receptacles | UNSET | N/A |  | N/A | N/A | N/A | 0 | L1 | 0 | N/A | N/A | N/A | 0 | [16 empty] | N/A |  |  |  | 23.80.50.11.17 | [7 empty] | Receptacle |  | N21E2 | 13 | [5 empty] | 1291.669250 | 0.000000 | 316 | 1937.503875 | TRUE
389 | 1E33 | 0 | 738675 | New Construction | N/A |  | 0 |  | 0 |  | 103300 | Point+HemiSpherical | 45188 |  | 53059 | REF TYPE MARK | 0 | B1 - 0610x1219mm | 0 | 87254 | 89434,89435,89436,89437,89438,89439,89440,103561,103562,103563,103564,103565,103566,103567,103568,103569 | 1VtcqOrav5Tvkak81kVRpa | 1 |  | M_Troffer Light - Parabolic Rectangular:B1 - 0610x1219mm:B1 - 0610x1219mm:738675 |  | NO | N/A | 389 | N/A | 16777215 | N/A | N/A | N/A | N/A | N/A |  | 120 V/1-80 VA | N/A | <not associated> | UNSET |  |  | Level: Level 1 | UNSET | F | 0 | 2.680000 |  | 861.112833 | 0 | 0.050000 |  |  |  | 1.200000 |  |  | T8, 1219mm, RAPID START, CRI=75 |  | N/A | UNSET | N/A | N/A | TRUE | N/A | 0 | N/A | 0 | 0 | 0 | 0 | 0 | UNSET | N/A | N/A | FIXED | N/A | Downlights | UNSET | N/A | D5020210 | N/A | N/A | N/A | 0 | L1 | 0 | N/A | N/A | N/A | 0 | UNSET | UNSET | 0 | 0 | 0 | 0 | 0 | [9 empty] | N/A | Lighting - Fluorescent |  |  | 23.80.70.11.14.11 |  |  | B1 |  |  |  | 1291.669250 | Lighting - Dwelling Unit | 1 | L41B | 3 |  |  | 2900.000000 | 32 | [8 empty] | Metal - Paint Finish - Dark Gray, Matte | Glass - White, High Luminance | Metal - Chrome
390 | 1E33 | 0 | 738685 | New Construction | N/A |  | 0 |  | 0 |  | 103300 | Point+HemiSpherical | 45189 |  | 53060 | REF TYPE MARK | 0 | B1 - 0610x1219mm | 0 | 87253 | 89441,89442,89443,89444,89445,89446,89447,103561,103562,103563,103564,103565,103566,103567,103568,103569 | 1VtcqOrav5Tvkak81kVRpg | 1 |  | M_Troffer Light - Parabolic Rectangular:B1 - 0610x1219mm:B1 - 0610x1219mm:738685 |  | NO | N/A | 390 | N/A | 16777215 | N/A | N/A | N/A | N/A | N/A |  | 120 V/1-80 VA | N/A | <not associated> | UNSET |  |  | Level: Level 1 | UNSET | F | 0 | 2.680000 |  | 861.112833 | 0 | 0.050000 |  |  |  | 1.200000 |  |  | T8, 1219mm, RAPID START, CRI=75 |  | N/A | UNSET | N/A | N/A | TRUE | N/A | 0 | N/A | 0 | 0 | 0 | 0 | 0 | UNSET | N/A | N/A | FIXED | N/A | Downlights | UNSET | N/A | D5020210 | N/A | N/A | N/A | 0 | L1 | 0 | N/A | N/A | N/A | 0 | UNSET | UNSET | 0 | 0 | 0 | 0 | 0 | [9 empty] | N/A | Lighting - Fluorescent |  |  | 23.80.70.11.14.11 |  |  | B1 |  |  |  | 1291.669250 | Lighting - Dwelling Unit | 1 | L41B | 3 |  |  | 2900.000000 | 32 | [8 empty] | Metal - Paint Finish - Dark Gray, Matte | Glass - White, High Luminance | Metal - Chrome
1363 | 1E33 |  | 813301 | New Construction | N/A | [5 empty] | 103300 |  | 46032 |  | 43293 |  |  | Single Pole | 0 |  | 95345,95346,95347,95348,95349,95350,103554,103555,103556,103557,103558,103559 | 0FXKOTtYf3kRrcedvXFXex | 1 |  | M_Lighting Switches:Single Pole:Single Pole:813301 |  |  | N/A | 1363 | N/A |  | N/A | N/A | N/A | N/A | N/A |  | 120 V/1-0 VA | N/A | Grid : 7 |  |  |  | Level: Level 1 |  |  |  | 1.200000 |  | 0.000000 | [5 empty] | 1.200000 |  |  |  |  | N/A | UNSET | N/A | N/A | TRUE | N/A | 0 | N/A | 0 | 0 | 0 | 0 | 0 | UNSET | N/A | N/A | FIXED | N/A | Switches | UNSET | N/A |  | N/A | N/A | N/A | 0 | L1 | 0 | N/A | N/A | N/A | 0 | [16 empty] | N/A |  |  |  | 23.80.50.11.14 | [7 empty] | Other |  | L41B | 3 | [5 empty] | 1291.669250 | 0.000000
1969 | 1E33 |  | 907147 | New Construction | N/A | [5 empty] | 103300 |  | 46638 |  | 43867 |  |  | Standard | 0 |  | 99054,99055,99056,99057,99058,99059,103571,103572,103573,103574,103575 | 0Oe4W3Rwf1Dht7uPdCMTMy | 1 |  | M_Duplex Receptacle:Standard:Standard:907147 |  |  | N/A | 1969 | N/A |  | N/A | N/A | N/A | N/A | N/A |  | 120 V/1-180 VA | N/A | Linked Revit Model : Clinic_A.rvt | UNSET |  |  | Level: Level 1 |  |  |  | 0.500000 | [7 empty] | 0.460000 |  |  |  |  | N/A | UNSET | N/A | N/A | TRUE | N/A | 0 | N/A | 0 | 0 | 0 | 0 | 0 | UNSET | N/A | N/A | FIXED | N/A | Ground Fault Receptacles | UNSET | N/A |  | N/A | N/A | N/A | 0 | L1 | 0 | N/A | N/A | N/A | 0 | [16 empty] | N/A |  |  |  | 23.80.50.11.17 | [7 empty] | Receptacle |  | N21E2 | 28 | [5 empty] | 1291.669250 | 0.000000 | 395 | 1937.503875 | TRUE
1970 | 1E33 |  | 907261 | New Construction | N/A | [5 empty] | 103300 |  | 46639 |  | 43868 |  |  | Standard | 0 |  | 99060,99061,99062,99063,99064,99065,103571,103572,103573,103574,103575 | 0Oe4W3Rwf1Dht7uPdCMTNA | 1 |  | M_Duplex Receptacle:Standard:Standard:907261 |  |  | N/A | 1970 | N/A |  | N/A | N/A | N/A | N/A | N/A |  | 120 V/1-180 VA | N/A | Linked Revit Model : Clinic_A.rvt | UNSET |  |  | Level: Level 1 |  |  |  | 0.500000 | [7 empty] | 0.460000 |  |  |  |  | N/A | UNSET | N/A | N/A | TRUE | N/A | 0 | N/A | 0 | 0 | 0 | 0 | 0 | UNSET | N/A | N/A | FIXED | N/A | Ground Fault Receptacles | UNSET | N/A |  | N/A | N/A | N/A | 0 | L1 | 0 | N/A | N/A | N/A | 0 | [16 empty] | N/A |  |  |  | 23.80.50.11.17 | [7 empty] | Receptacle |  | N21E2 | 28 | [5 empty] | 1291.669250 | 0.000000 | 396 | 1937.503875 | TRUE
1972 | 1E33 |  | 907413 | New Construction | N/A | [5 empty] | 103300 |  | 46641 |  | 43870 |  |  | Standard | 0 |  | 99072,99073,99074,99075,99076,99077,103571,103572,103573,103574,103575 | 0Oe4W3Rwf1Dht7uPdCMTgY | 1 |  | M_Duplex Receptacle:Standard:Standard:907413 |  |  | N/A | 1972 | N/A |  | N/A | N/A | N/A | N/A | N/A |  | 120 V/1-180 VA | N/A | Linked Revit Model : Clinic_A.rvt | UNSET |  |  | Level: Level 1 |  |  |  | 0.500000 | [7 empty] | 0.460000 |  |  |  |  | N/A | UNSET | N/A | N/A | TRUE | N/A | 0 | N/A | 0 | 0 | 0 | 0 | 0 | UNSET | N/A | N/A | FIXED | N/A | Ground Fault Receptacles | UNSET | N/A |  | N/A | N/A | N/A | 0 | L1 | 0 | N/A | N/A | N/A | 0 | [16 empty] | N/A |  |  |  | 23.80.50.11.17 | [7 empty] | Receptacle |  | N21E2 | 28 | [5 empty] | 1291.669250 | 0.000000 | 398 | 1937.503875 | TRUE
1973 | 1E33 |  | 907473 | New Construction | N/A | [5 empty] | 103300 |  | 46642 |  | 43871 |  |  | Standard | 0 |  | 99078,99079,99080,99081,99082,99083,103571,103572,103573,103574,103575 | 0Oe4W3Rwf1Dht7uPdCMThc | 1 |  | M_Duplex Receptacle:Standard:Standard:907473 |  |  | N/A | 1973 | N/A |  | N/A | N/A | N/A | N/A | N/A |  | 120 V/1-180 VA | N/A | Linked Revit Model : Clinic_A.rvt | UNSET |  |  | Level: Level 1 |  |  |  | 0.500000 | [7 empty] | 0.460000 |  |  |  |  | N/A | UNSET | N/A | N/A | TRUE | N/A | 0 | N/A | 0 | 0 | 0 | 0 | 0 | UNSET | N/A | N/A | FIXED | N/A | Ground Fault Receptacles | UNSET | N/A |  | N/A | N/A | N/A | 0 | L1 | 0 | N/A | N/A | N/A | 0 | [16 empty] | N/A |  |  |  | 23.80.50.11.17 | [7 empty] | Receptacle |  | N21E2 | 28 | [5 empty] | 1291.669250 | 0.000000 | 399 | 1937.503875 | TRUE
1974 | 1E33 |  | 907497 | New Construction | N/A | [5 empty] | 103300 |  | 46643 |  | 43872 |  |  | Standard | 0 |  | 99084,99085,99086,99087,99088,99089,103571,103572,103573,103574,103575 | 0Oe4W3Rwf1Dht7uPdCMThU | 1 |  | M_Duplex Receptacle:Standard:Standard:907497 |  |  | N/A | 1974 | N/A |  | N/A | N/A | N/A | N/A | N/A |  | 120 V/1-180 VA | N/A | Linked Revit Model : Clinic_A.rvt | UNSET |  |  | Level: Level 1 |  |  |  | 0.500000 | [7 empty] | 0.460000 |  |  |  |  | N/A | UNSET | N/A | N/A | TRUE | N/A | 0 | N/A | 0 | 0 | 0 | 0 | 0 | UNSET | N/A | N/A | FIXED | N/A | Ground Fault Receptacles | UNSET | N/A |  | N/A | N/A | N/A | 0 | L1 | 0 | N/A | N/A | N/A | 0 | [16 empty] | N/A |  |  |  | 23.80.50.11.17 | [7 empty] | Receptacle |  | N21E2 | 29 | [5 empty] | 1291.669250 | 0.000000 | 400 | 1937.503875 | TRUE
2058 | 1E33 |  | 920262 | New Construction | N/A | [5 empty] | 103300 |  | 46727 |  | 43956 |  |  | Standard | 0 |  | 99588,99589,99590,99591,99592,99593,103571,103572,103573,103574,103575 | 0Oe4W3Rwf1Dht7uPdCMWZn | 1 |  | M_Duplex Receptacle:Standard:Standard:920262 |  |  | N/A | 2058 | N/A |  | N/A | N/A | N/A | N/A | N/A |  | 120 V/1-180 VA | N/A | Linked Revit Model : Clinic_A.rvt | UNSET |  |  | Level: Level 1 |  |  |  | 0.500000 | [7 empty] | 0.460000 |  |  |  |  | N/A | UNSET | N/A | N/A | TRUE | N/A | 0 | N/A | 0 | 0 | 0 | 0 | 0 | UNSET | N/A | N/A | FIXED | N/A | Ground Fault Receptacles | UNSET | N/A |  | N/A | N/A | N/A | 0 | L1 | 0 | N/A | N/A | N/A | 0 | [16 empty] | N/A |  |  |  | 23.80.50.11.17 | [7 empty] | Receptacle |  | N21E2 | 29 | [5 empty] | 1291.669250 | 0.000000 | 484 | 1937.503875 | TRUE
331 | 1EC1 | 0 | 1209761 | New Construction | N/A | Aluminum-Philips Chloride | 0 | F | 0 | Paint-Philips Chloride-Black | 103421 | Rectangle+Spherical | 47250 | 16 | 53880 | REF TYPE MARK | 0 | X1 | 0 | 86592 | 102796,102797,102798,102799,102800,102801,102802,103485,103486,103487,103488,103489,103490,103491,103492,103493,103494 | 1dLDiZnH12mRH5cIKJ8XRQ | 1 | No Photometry Available | Exit Sign - Ceiling_Mount_Single:X1:X1:1209761 |  | NO | N/A | 331 | N/A | 16777215 | N/A | N/A | N/A | N/A | N/A | 0.225524 | Luminaire 120 V/1-4 VA | N/A | Linked Revit Model : Clinic_A.rvt | UNSET | 0.336550 | Not Available | Level: Level 1 | UNSET | F | 0 | 2.680000 | Plastic-Philips Chloride-Red | 40.902860 | 0 | 0.609600 | 0.120650 | 0.336550 | 0.225524 | 1.219200 | 12/27 (Dual Voltage - 120/277) | Not Available | LED | 1291.669250 | N/A | UNSET | N/A | N/A | TRUE | N/A | 0 | N/A | 0 | 0 | 0 | 0 | 0 | UNSET | N/A | N/A | FIXED | N/A | Emergency Lighting | UNSET | N/A | D5020200 | N/A | N/A | N/A | 0 | L1 | 0 | N/A | N/A | N/A | 0 | UNSET | UNSET | 0 | 0 | 0 | 0 | 0 | Horizontal | Not Available | Not Available | Not Available | Not Available | Matte Black w/Brushed Aluminum Face | Not Applicable | Red | 1 | N/A | Lighting Equipment | http://www.chloridesys.com/chloride/Chloridefixture.cfm?ID=3748 | http://www.chloridesys.com/chloride/ | 23.80.70.11.21 | CE-11400 | 55 Line LED Die Cast Aluminum Exit - Traditional | X1 | 55LA-1-12/27-R | 55LA-1-12/27-R
337 | 1EC1 | 0 | 1210975 | New Construction | N/A | Aluminum-Philips Chloride | 0 | F | 0 | Paint-Philips Chloride-Black | 103421 | Rectangle+Spherical | 47256 | 16 | 53886 | REF TYPE MARK | 0 | X1 | 0 | 86586 | 102838,102839,102840,102841,102842,102843,102844,103485,103486,103487,103488,103489,103490,103491,103492,103493,103494 | 1dLDiZnH12mRH5cIKJ8Xaa | 1 | No Photometry Available | Exit Sign - Ceiling_Mount_Single:X1:X1:1210975 |  | NO | N/A | 337 | N/A | 16777215 | N/A | N/A | N/A | N/A | N/A | 0.225524 | Luminaire 120 V/1-4 VA | N/A | Linked Revit Model : Clinic_A.rvt | UNSET | 0.336550 | Not Available | Level: Level 1 | UNSET | F | 0 | 2.680000 | Plastic-Philips Chloride-Red | 40.902860 | 0 | 0.609600 | 0.120650 | 0.336550 | 0.225524 | 1.219200 | 12/27 (Dual Voltage - 120/277) | Not Available | LED | 1291.669250 | N/A | UNSET | N/A | N/A | TRUE | N/A | 0 | N/A | 0 | 0 | 0 | 0 | 0 | UNSET | N/A | N/A | FIXED | N/A | Emergency Lighting | UNSET | N/A | D5020200 | N/A | N/A | N/A | 0 | L1 | 0 | N/A | N/A | N/A | 0 | UNSET | UNSET | 0 | 0 | 0 | 0 | 0 | Horizontal | Not Available | Not Available | Not Available | Not Available | Matte Black w/Brushed Aluminum Face | Not Applicable | Red | 1 | N/A | Lighting Equipment | http://www.chloridesys.com/chloride/Chloridefixture.cfm?ID=3748 | http://www.chloridesys.com/chloride/ | 23.80.70.11.21 | CE-11400 | 55 Line LED Die Cast Aluminum Exit - Traditional | X1 | 55LA-1-12/27-R | 55LA-1-12/27-R
338 | 1EC1 | 0 | 1211011 | New Construction | N/A | Aluminum-Philips Chloride | 0 | F | 0 | Paint-Philips Chloride-Black | 103421 | Rectangle+Spherical | 47257 | 16 | 53887 | REF TYPE MARK | 0 | X1 | 0 | 86585 | 102845,102846,102847,102848,102849,102850,102851,103485,103486,103487,103488,103489,103490,103491,103492,103493,103494 | 1dLDiZnH12mRH5cIKJ8Xdu | 1 | No Photometry Available | Exit Sign - Ceiling_Mount_Single:X1:X1:1211011 |  | NO | N/A | 338 | N/A | 16777215 | N/A | N/A | N/A | N/A | N/A | 0.225524 | Luminaire 120 V/1-4 VA | N/A | Linked Revit Model : Clinic_A.rvt | UNSET | 0.336550 | Not Available | Level: Level 1 | UNSET | F | 0 | 2.680000 | Plastic-Philips Chloride-Red | 40.902860 | 0 | 0.609600 | 0.120650 | 0.336550 | 0.225524 | 1.219200 | 12/27 (Dual Voltage - 120/277) | Not Available | LED | 1291.669250 | N/A | UNSET | N/A | N/A | TRUE | N/A | 0 | N/A | 0 | 0 | 0 | 0 | 0 | UNSET | N/A | N/A | FIXED | N/A | Emergency Lighting | UNSET | N/A | D5020200 | N/A | N/A | N/A | 0 | L1 | 0 | N/A | N/A | N/A | 0 | UNSET | UNSET | 0 | 0 | 0 | 0 | 0 | Horizontal | Not Available | Not Available | Not Available | Not Available | Matte Black w/Brushed Aluminum Face | Not Applicable | Red | 1 | N/A | Lighting Equipment | http://www.chloridesys.com/chloride/Chloridefixture.cfm?ID=3748 | http://www.chloridesys.com/chloride/ | 23.80.70.11.21 | CE-11400 | 55 Line LED Die Cast Aluminum Exit - Traditional | X1 | 55LA-1-12/27-R | 55LA-1-12/27-R
339 | 1EC1 | 0 | 1211262 | New Construction | N/A | Aluminum-Philips Chloride | 0 | F | 0 | Paint-Philips Chloride-Black | 103421 | Rectangle+Spherical | 47258 | 16 | 53888 | REF TYPE MARK | 0 | X1 | 0 | 86584 | 102852,102853,102854,102855,102856,102857,102858,103485,103486,103487,103488,103489,103490,103491,103492,103493,103494 | 1dLDiZnH12mRH5cIKJ8XW5 | 1 | No Photometry Available | Exit Sign - Ceiling_Mount_Single:X1:X1:1211262 |  | NO | N/A | 339 | N/A | 16777215 | N/A | N/A | N/A | N/A | N/A | 0.225524 | Luminaire 120 V/1-4 VA | N/A | Linked Revit Model : Clinic_A.rvt | UNSET | 0.336550 | Not Available | Level: Level 1 | UNSET | F | 0 | 2.680000 | Plastic-Philips Chloride-Red | 40.902860 | 0 | 0.609600 | 0.120650 | 0.336550 | 0.225524 | 1.219200 | 12/27 (Dual Voltage - 120/277) | Not Available | LED | 1291.669250 | N/A | UNSET | N/A | N/A | TRUE | N/A | 0 | N/A | 0 | 0 | 0 | 0 | 0 | UNSET | N/A | N/A | FIXED | N/A | Emergency Lighting | UNSET | N/A | D5020200 | N/A | N/A | N/A | 0 | L1 | 0 | N/A | N/A | N/A | 0 | UNSET | UNSET | 0 | 0 | 0 | 0 | 0 | Horizontal | Not Available | Not Available | Not Available | Not Available | Matte Black w/Brushed Aluminum Face | Not Applicable | Red | 1 | N/A | Lighting Equipment | http://www.chloridesys.com/chloride/Chloridefixture.cfm?ID=3748 | http://www.chloridesys.com/chloride/ | 23.80.70.11.21 | CE-11400 | 55 Line LED Die Cast Aluminum Exit - Traditional | X1 | 55LA-1-12/27-R | 55LA-1-12/27-R
647 | 1EC1 | 0 | 743500 | New Construction | N/A |  | 0 |  | 0 |  | 103421 | Point+HemiSpherical | 45446 |  | 53317 | REF TYPE MARK | 0 | B3B - 610x610mm | 0 | 86996 | 91293,91294,91295,91296,91297,91298,91299,103533,103534,103535,103536,103537,103538,103539,103540,103541 | 312$WHH7b36fc6XaYoDlCp | 1 |  | M_Troffer Light - Parabolic Square:B3B - 610x610mm:B3B - 610x610mm:743500 |  | YES | N/A | 647 | N/A | 16777215 | N/A | N/A | N/A | N/A | N/A |  | 120 V/1-40 VA | N/A | Linked Revit Model : Clinic_A.rvt | UNSET |  |  | Level: Level 1 | UNSET | F | 0 | 2.680000 |  | 430.556417 | 0 | 0.050000 |  |  |  | 1.200000 |  |  | U-SHAPED, CRI=75 |  | N/A | UNSET | N/A | N/A | TRUE | N/A | 0 | N/A | 0 | 0 | 0 | 0 | 0 | UNSET | N/A | N/A | FIXED | N/A | Downlights | UNSET | N/A |  | N/A | N/A | N/A | 0 | L1 | 0 | N/A | N/A | N/A | 0 | UNSET | UNSET | 0 | 0 | 0 | 0 | 0 | [9 empty] | N/A |  |  |  | 23.80.70.11.14.11 |  |  | B3B |  |  |  | 1291.669250 | Lighting - Dwelling Unit | 1 | L41B | 2 |  |  | 3150.000000 | 32 | [8 empty] | Metal - Paint Finish - Dark Gray, Matte | Glass - White, High Luminance | Metal - Chrome
648 | 1EC1 | 0 | 743508 | New Construction | N/A |  | 0 |  | 0 |  | 103421 | Point+HemiSpherical | 45447 |  | 53318 | REF TYPE MARK | 0 | B3 - 610x610mm | 0 | 86995 | 91300,91301,91302,91303,91304,91305,91306,103543,103544,103545,103546,103547,103548,103549,103550,103551 | 312$WHH7b36fc6XaYoDlCh | 1 |  | M_Troffer Light - Parabolic Square:B3 - 610x610mm:B3 - 610x610mm:743508 |  | NO | N/A | 648 | N/A | 16777215 | N/A | N/A | N/A | N/A | N/A |  | 120 V/1-40 VA | N/A | Linked Revit Model : Clinic_A.rvt | UNSET |  |  | Level: Level 1 | UNSET | F | 0 | 2.680000 |  | 430.556417 | 0 | 0.050000 |  |  |  | 1.200000 |  |  | U-SHAPED, CRI=75 |  | N/A | UNSET | N/A | N/A | TRUE | N/A | 0 | N/A | 0 | 0 | 0 | 0 | 0 | UNSET | N/A | N/A | FIXED | N/A | Downlights | UNSET | N/A |  | N/A | N/A | N/A | 0 | L1 | 0 | N/A | N/A | N/A | 0 | UNSET | UNSET | 0 | 0 | 0 | 0 | 0 | [9 empty] | N/A |  |  |  | 23.80.70.11.14.11 |  |  | B3 |  |  |  | 1291.669250 | Lighting - Dwelling Unit | 1 | L41B | 2 |  |  | 3150.000000 | 32 | [8 empty] | Metal - Paint Finish - Dark Gray, Matte | Glass - White, High Luminance | Metal - Chrome
649 | 1EC1 | 0 | 743516 | New Construction | N/A |  | 0 |  | 0 |  | 103421 | Point+HemiSpherical | 45448 |  | 53319 | REF TYPE MARK | 0 | B3 - 610x610mm | 0 | 86994 | 91307,91308,91309,91310,91311,91312,91313,103543,103544,103545,103546,103547,103548,103549,103550,103551 | 312$WHH7b36fc6XaYoDlCZ | 1 |  | M_Troffer Light - Parabolic Square:B3 - 610x610mm:B3 - 610x610mm:743516 |  | NO | N/A | 649 | N/A | 16777215 | N/A | N/A | N/A | N/A | N/A |  | 120 V/1-40 VA | N/A | Linked Revit Model : Clinic_A.rvt | UNSET |  |  | Level: Level 1 | UNSET | F | 0 | 2.680000 |  | 430.556417 | 0 | 0.050000 |  |  |  | 1.200000 |  |  | U-SHAPED, CRI=75 |  | N/A | UNSET | N/A | N/A | TRUE | N/A | 0 | N/A | 0 | 0 | 0 | 0 | 0 | UNSET | N/A | N/A | FIXED | N/A | Downlights | UNSET | N/A |  | N/A | N/A | N/A | 0 | L1 | 0 | N/A | N/A | N/A | 0 | UNSET | UNSET | 0 | 0 | 0 | 0 | 0 | [9 empty] | N/A |  |  |  | 23.80.70.11.14.11 |  |  | B3 |  |  |  | 1291.669250 | Lighting - Dwelling Unit | 1 | L41B | 2 |  |  | 3150.000000 | 32 | [8 empty] | Metal - Paint Finish - Dark Gray, Matte | Glass - White, High Luminance | Metal - Chrome
650 | 1EC1 | 0 | 743526 | New Construction | N/A |  | 0 |  | 0 |  | 103421 | Point+HemiSpherical | 45449 |  | 53320 | REF TYPE MARK | 0 | B3B - 610x610mm | 0 | 86993 | 91314,91315,91316,91317,91318,91319,91320,103533,103534,103535,103536,103537,103538,103539,103540,103541 | 312$WHH7b36fc6XaYoDlCP | 1 |  | M_Troffer Light - Parabolic Square:B3B - 610x610mm:B3B - 610x610mm:743526 |  | YES | N/A | 650 | N/A | 16777215 | N/A | N/A | N/A | N/A | N/A |  | 120 V/1-40 VA | N/A | Linked Revit Model : Clinic_A.rvt | UNSET |  |  | Level: Level 1 | UNSET | F | 0 | 2.680000 |  | 430.556417 | 0 | 0.050000 |  |  |  | 1.200000 |  |  | U-SHAPED, CRI=75 |  | N/A | UNSET | N/A | N/A | TRUE | N/A | 0 | N/A | 0 | 0 | 0 | 0 | 0 | UNSET | N/A | N/A | FIXED | N/A | Downlights | UNSET | N/A |  | N/A | N/A | N/A | 0 | L1 | 0 | N/A | N/A | N/A | 0 | UNSET | UNSET | 0 | 0 | 0 | 0 | 0 | [9 empty] | N/A |  |  |  | 23.80.70.11.14.11 |  |  | B3B |  |  |  | 1291.669250 | Lighting - Dwelling Unit | 1 | L41B | 2 |  |  | 3150.000000 | 32 | [8 empty] | Metal - Paint Finish - Dark Gray, Matte | Glass - White, High Luminance | Metal - Chrome
651 | 1EC1 | 0 | 743534 | New Construction | N/A |  | 0 |  | 0 |  | 103421 | Point+HemiSpherical | 45450 |  | 53321 | REF TYPE MARK | 0 | B3 - 610x610mm | 0 | 86992 | 91322,91323,91324,91325,91326,91327,91328,103543,103544,103545,103546,103547,103548,103549,103550,103551 | 312$WHH7b36fc6XaYoDlCH | 1 |  | M_Troffer Light - Parabolic Square:B3 - 610x610mm:B3 - 610x610mm:743534 |  | NO | N/A | 651 | N/A | 16777215 | N/A | N/A | N/A | N/A | N/A |  | 120 V/1-40 VA | N/A | Linked Revit Model : Clinic_A.rvt | UNSET |  |  | Level: Level 1 | UNSET | F | 0 | 2.680000 |  | 430.556417 | 0 | 0.050000 |  |  |  | 1.200000 |  |  | U-SHAPED, CRI=75 |  | N/A | UNSET | N/A | N/A | TRUE | N/A | 0 | N/A | 0 | 0 | 0 | 0 | 0 | UNSET | N/A | N/A | FIXED | N/A | Downlights | UNSET | N/A |  | N/A | N/A | N/A | 0 | L1 | 0 | N/A | N/A | N/A | 0 | UNSET | UNSET | 0 | 0 | 0 | 0 | 0 | [9 empty] | N/A |  |  |  | 23.80.70.11.14.11 |  |  | B3 |  |  |  | 1291.669250 | Lighting - Dwelling Unit | 1 | L41B | 2 |  |  | 3150.000000 | 32 | [8 empty] | Metal - Paint Finish - Dark Gray, Matte | Glass - White, High Luminance | Metal - Chrome
652 | 1EC1 | 0 | 743544 | New Construction | N/A |  | 0 |  | 0 |  | 103421 | Point+HemiSpherical | 45451 |  | 53322 | REF TYPE MARK | 0 | B3 - 610x610mm | 0 | 86991 | 91331,91332,91333,91334,91335,91336,91337,103543,103544,103545,103546,103547,103548,103549,103550,103551 | 312$WHH7b36fc6XaYoDlC7 | 1 |  | M_Troffer Light - Parabolic Square:B3 - 610x610mm:B3 - 610x610mm:743544 |  | NO | N/A | 652 | N/A | 16777215 | N/A | N/A | N/A | N/A | N/A |  | 120 V/1-40 VA | N/A | Linked Revit Model : Clinic_A.rvt | UNSET |  |  | Level: Level 1 | UNSET | F | 0 | 2.680000 |  | 430.556417 | 0 | 0.050000 |  |  |  | 1.200000 |  |  | U-SHAPED, CRI=75 |  | N/A | UNSET | N/A | N/A | TRUE | N/A | 0 | N/A | 0 | 0 | 0 | 0 | 0 | UNSET | N/A | N/A | FIXED | N/A | Downlights | UNSET | N/A |  | N/A | N/A | N/A | 0 | L1 | 0 | N/A | N/A | N/A | 0 | UNSET | UNSET | 0 | 0 | 0 | 0 | 0 | [9 empty] | N/A |  |  |  | 23.80.70.11.14.11 |  |  | B3 |  |  |  | 1291.669250 | Lighting - Dwelling Unit | 1 | L41B | 2 |  |  | 3150.000000 | 32 | [8 empty] | Metal - Paint Finish - Dark Gray, Matte | Glass - White, High Luminance | Metal - Chrome
653 | 1EC1 | 0 | 743552 | New Construction | N/A |  | 0 |  | 0 |  | 103421 | Point+HemiSpherical | 45452 |  | 53323 | REF TYPE MARK | 0 | B3B - 610x610mm | 0 | 86990 | 91340,91341,91342,91343,91344,91345,91346,103533,103534,103535,103536,103537,103538,103539,103540,103541 | 312$WHH7b36fc6XaYoDlF$ | 1 |  | M_Troffer Light - Parabolic Square:B3B - 610x610mm:B3B - 610x610mm:743552 |  | YES | N/A | 653 | N/A | 16777215 | N/A | N/A | N/A | N/A | N/A |  | 120 V/1-40 VA | N/A | Linked Revit Model : Clinic_A.rvt | UNSET |  |  | Level: Level 1 | UNSET | F | 0 | 2.680000 |  | 430.556417 | 0 | 0.050000 |  |  |  | 1.200000 |  |  | U-SHAPED, CRI=75 |  | N/A | UNSET | N/A | N/A | TRUE | N/A | 0 | N/A | 0 | 0 | 0 | 0 | 0 | UNSET | N/A | N/A | FIXED | N/A | Downlights | UNSET | N/A |  | N/A | N/A | N/A | 0 | L1 | 0 | N/A | N/A | N/A | 0 | UNSET | UNSET | 0 | 0 | 0 | 0 | 0 | [9 empty] | N/A |  |  |  | 23.80.70.11.14.11 |  |  | B3B |  |  |  | 1291.669250 | Lighting - Dwelling Unit | 1 | L41B | 2 |  |  | 3150.000000 | 32 | [8 empty] | Metal - Paint Finish - Dark Gray, Matte | Glass - White, High Luminance | Metal - Chrome
654 | 1EC1 | 0 | 743562 | New Construction | N/A |  | 0 |  | 0 |  | 103421 | Point+HemiSpherical | 45453 |  | 53324 | REF TYPE MARK | 0 | B3 - 610x610mm | 0 | 86989 | 91349,91350,91351,91352,91353,91354,91355,103543,103544,103545,103546,103547,103548,103549,103550,103551 | 312$WHH7b36fc6XaYoDlFr | 1 |  | M_Troffer Light - Parabolic Square:B3 - 610x610mm:B3 - 610x610mm:743562 |  | NO | N/A | 654 | N/A | 16777215 | N/A | N/A | N/A | N/A | N/A |  | 120 V/1-40 VA | N/A | Linked Revit Model : Clinic_A.rvt | UNSET |  |  | Level: Level 1 | UNSET | F | 0 | 2.680000 |  | 430.556417 | 0 | 0.050000 |  |  |  | 1.200000 |  |  | U-SHAPED, CRI=75 |  | N/A | UNSET | N/A | N/A | TRUE | N/A | 0 | N/A | 0 | 0 | 0 | 0 | 0 | UNSET | N/A | N/A | FIXED | N/A | Downlights | UNSET | N/A |  | N/A | N/A | N/A | 0 | L1 | 0 | N/A | N/A | N/A | 0 | UNSET | UNSET | 0 | 0 | 0 | 0 | 0 | [9 empty] | N/A |  |  |  | 23.80.70.11.14.11 |  |  | B3 |  |  |  | 1291.669250 | Lighting - Dwelling Unit | 1 | L41B | 2 |  |  | 3150.000000 | 32 | [8 empty] | Metal - Paint Finish - Dark Gray, Matte | Glass - White, High Luminance | Metal - Chrome
655 | 1EC1 | 0 | 743570 | New Construction | N/A |  | 0 |  | 0 |  | 103421 | Point+HemiSpherical | 45454 |  | 53325 | REF TYPE MARK | 0 | B3 - 610x610mm | 0 | 86988 | 91357,91358,91359,91360,91361,91362,91363,103543,103544,103545,103546,103547,103548,103549,103550,103551 | 312$WHH7b36fc6XaYoDlFj | 1 |  | M_Troffer Light - Parabolic Square:B3 - 610x610mm:B3 - 610x610mm:743570 |  | NO | N/A | 655 | N/A | 16777215 | N/A | N/A | N/A | N/A | N/A |  | 120 V/1-40 VA | N/A | Linked Revit Model : Clinic_A.rvt | UNSET |  |  | Level: Level 1 | UNSET | F | 0 | 2.680000 |  | 430.556417 | 0 | 0.050000 |  |  |  | 1.200000 |  |  | U-SHAPED, CRI=75 |  | N/A | UNSET | N/A | N/A | TRUE | N/A | 0 | N/A | 0 | 0 | 0 | 0 | 0 | UNSET | N/A | N/A | FIXED | N/A | Downlights | UNSET | N/A |  | N/A | N/A | N/A | 0 | L1 | 0 | N/A | N/A | N/A | 0 | UNSET | UNSET | 0 | 0 | 0 | 0 | 0 | [9 empty] | N/A |  |  |  | 23.80.70.11.14.11 |  |  | B3 |  |  |  | 1291.669250 | Lighting - Dwelling Unit | 1 | L41B | 2 |  |  | 3150.000000 | 32 | [8 empty] | Metal - Paint Finish - Dark Gray, Matte | Glass - White, High Luminance | Metal - Chrome
656 | 1EC1 | 0 | 743582 | New Construction | N/A |  | 0 |  | 0 |  | 103421 | Point+HemiSpherical | 45455 |  | 53326 | REF TYPE MARK | 0 | B3B - 610x610mm | 0 | 86987 | 91364,91365,91366,91367,91368,91369,91370,103533,103534,103535,103536,103537,103538,103539,103540,103541 | 312$WHH7b36fc6XaYoDlFX | 1 |  | M_Troffer Light - Parabolic Square:B3B - 610x610mm:B3B - 610x610mm:743582 |  | YES | N/A | 656 | N/A | 16777215 | N/A | N/A | N/A | N/A | N/A |  | 120 V/1-40 VA | N/A | Linked Revit Model : Clinic_A.rvt | UNSET |  |  | Level: Level 1 | UNSET | F | 0 | 2.680000 |  | 430.556417 | 0 | 0.050000 |  |  |  | 1.200000 |  |  | U-SHAPED, CRI=75 |  | N/A | UNSET | N/A | N/A | TRUE | N/A | 0 | N/A | 0 | 0 | 0 | 0 | 0 | UNSET | N/A | N/A | FIXED | N/A | Downlights | UNSET | N/A |  | N/A | N/A | N/A | 0 | L1 | 0 | N/A | N/A | N/A | 0 | UNSET | UNSET | 0 | 0 | 0 | 0 | 0 | [9 empty] | N/A |  |  |  | 23.80.70.11.14.11 |  |  | B3B |  |  |  | 1291.669250 | Lighting - Dwelling Unit | 1 | L41B | 2 |  |  | 3150.000000 | 32 | [8 empty] | Metal - Paint Finish - Dark Gray, Matte | Glass - White, High Luminance | Metal - Chrome
1920 | 1EC1 |  | 901283 | New Construction | N/A | [5 empty] | 103421 |  | 46588 |  | 43818 |  |  | Standard | 0 |  | 98760,98761,98762,98763,98764,98765,103571,103572,103573,103574,103575 | 0Oe4W3Rwf1Dht7uPdCMSAK | 1 |  | M_Duplex Receptacle:Standard:Standard:901283 |  |  | N/A | 1920 | N/A |  | N/A | N/A | N/A | N/A | N/A |  | 120 V/1-180 VA | N/A | Linked Revit Model : Clinic_A.rvt | UNSET |  |  | Level: Level 1 |  |  |  | 0.500000 | [7 empty] | 0.460000 |  |  |  |  | N/A | UNSET | N/A | N/A | TRUE | N/A | 0 | N/A | 0 | 0 | 0 | 0 | 0 | UNSET | N/A | N/A | FIXED | N/A | Ground Fault Receptacles | UNSET | N/A |  | N/A | N/A | N/A | 0 | L1 | 0 | N/A | N/A | N/A | 0 | [16 empty] | N/A |  |  |  | 23.80.50.11.17 | [7 empty] | Receptacle |  | N21E2 | 27 | [5 empty] | 1291.669250 | 0.000000 | 346 | 1937.503875 | TRUE
1923 | 1EC1 |  | 901709 | New Construction | N/A | [5 empty] | 103421 |  | 46591 |  | 43821 |  |  | Standard | 0 |  | 98778,98779,98780,98781,98782,98783,103571,103572,103573,103574,103575 | 0Oe4W3Rwf1Dht7uPdCMS1w | 1 |  | M_Duplex Receptacle:Standard:Standard:901709 |  |  | N/A | 1923 | N/A |  | N/A | N/A | N/A | N/A | N/A |  | 120 V/1-180 VA | N/A | Linked Revit Model : Clinic_A.rvt | UNSET |  |  | Level: Level 1 |  |  |  | 0.500000 | [7 empty] | 0.460000 |  |  |  |  | N/A | UNSET | N/A | N/A | TRUE | N/A | 0 | N/A | 0 | 0 | 0 | 0 | 0 | UNSET | N/A | N/A | FIXED | N/A | Ground Fault Receptacles | UNSET | N/A |  | N/A | N/A | N/A | 0 | L1 | 0 | N/A | N/A | N/A | 0 | [16 empty] | N/A |  |  |  | 23.80.50.11.17 | [7 empty] | Receptacle |  | N21E2 | 1 | [5 empty] | 1291.669250 | 0.000000 | 349 | 1937.503875 | TRUE
1941 | 1EC1 |  | 903614 | New Construction | N/A | [5 empty] | 103421 |  | 46609 |  | 43839 |  |  | Standard | 0 |  | 98886,98887,98888,98889,98890,98891,103571,103572,103573,103574,103575 | 0Oe4W3Rwf1Dht7uPdCMSk9 | 1 |  | M_Duplex Receptacle:Standard:Standard:903614 |  |  | N/A | 1941 | N/A |  | N/A | N/A | N/A | N/A | N/A |  | 120 V/1-180 VA | N/A | Linked Revit Model : Clinic_A.rvt | UNSET |  |  | Level: Level 1 |  |  |  | 0.500000 | [7 empty] | 0.460000 |  |  |  |  | N/A | UNSET | N/A | N/A | TRUE | N/A | 0 | N/A | 0 | 0 | 0 | 0 | 0 | UNSET | N/A | N/A | FIXED | N/A | Ground Fault Receptacles | UNSET | N/A |  | N/A | N/A | N/A | 0 | L1 | 0 | N/A | N/A | N/A | 0 | [16 empty] | N/A |  |  |  | 23.80.50.11.17 | [7 empty] | Receptacle |  | N21E2 | 2 | [5 empty] | 1291.669250 | 0.000000 | 367 | 1937.503875 | TRUE
683 | 1EC2 | 0 | 743895 | New Construction | N/A |  | 0 |  | 0 |  | 102930 | Point+HemiSpherical | 45482 |  | 53353 | REF TYPE MARK | 0 | B3B - 610x610mm | 0 | 86960 | 91553,91554,91555,91556,91557,91558,91559,103533,103534,103535,103536,103537,103538,103539,103540,103541 | 312$WHH7b36fc6XaYoDlAe | 1 |  | M_Troffer Light - Parabolic Square:B3B - 610x610mm:B3B - 610x610mm:743895 |  | YES | N/A | 683 | N/A | 16777215 | N/A | N/A | N/A | N/A | N/A |  | 120 V/1-40 VA | N/A | Linked Revit Model : Clinic_A.rvt | UNSET |  |  | Level: Level 1 | UNSET | F | 0 | 2.680000 |  | 430.556417 | 0 | 0.050000 |  |  |  | 1.200000 |  |  | U-SHAPED, CRI=75 |  | N/A | UNSET | N/A | N/A | TRUE | N/A | 0 | N/A | 0 | 0 | 0 | 0 | 0 | UNSET | N/A | N/A | FIXED | N/A | Downlights | UNSET | N/A |  | N/A | N/A | N/A | 0 | L1 | 0 | N/A | N/A | N/A | 0 | UNSET | UNSET | 0 | 0 | 0 | 0 | 0 | [9 empty] | N/A |  |  |  | 23.80.70.11.14.11 |  |  | B3B |  |  |  | 1291.669250 | Lighting - Dwelling Unit | 1 | L41B | 2 |  |  | 3150.000000 | 32 | [8 empty] | Metal - Paint Finish - Dark Gray, Matte | Glass - White, High Luminance | Metal - Chrome
684 | 1EC2 | 0 | 743903 | New Construction | N/A |  | 0 |  | 0 |  | 102930 | Point+HemiSpherical | 45483 |  | 53354 | REF TYPE MARK | 0 | B3 - 610x610mm | 0 | 86959 | 91560,91561,91562,91563,91564,91565,91566,103543,103544,103545,103546,103547,103548,103549,103550,103551 | 312$WHH7b36fc6XaYoDlAW | 1 |  | M_Troffer Light - Parabolic Square:B3 - 610x610mm:B3 - 610x610mm:743903 |  | NO | N/A | 684 | N/A | 16777215 | N/A | N/A | N/A | N/A | N/A |  | 120 V/1-40 VA | N/A | Linked Revit Model : Clinic_A.rvt | UNSET |  |  | Level: Level 1 | UNSET | F | 0 | 2.680000 |  | 430.556417 | 0 | 0.050000 |  |  |  | 1.200000 |  |  | U-SHAPED, CRI=75 |  | N/A | UNSET | N/A | N/A | TRUE | N/A | 0 | N/A | 0 | 0 | 0 | 0 | 0 | UNSET | N/A | N/A | FIXED | N/A | Downlights | UNSET | N/A |  | N/A | N/A | N/A | 0 | L1 | 0 | N/A | N/A | N/A | 0 | UNSET | UNSET | 0 | 0 | 0 | 0 | 0 | [9 empty] | N/A |  |  |  | 23.80.70.11.14.11 |  |  | B3 |  |  |  | 1291.669250 | Lighting - Dwelling Unit | 1 | L41B | 2 |  |  | 3150.000000 | 32 | [8 empty] | Metal - Paint Finish - Dark Gray, Matte | Glass - White, High Luminance | Metal - Chrome
644 | 1EC3 | 0 | 743476 | New Construction | N/A |  | 0 |  | 0 |  | 102929 | Point+HemiSpherical | 45443 |  | 53314 | REF TYPE MARK | 0 | B3 - 610x610mm | 0 | 86999 | 91272,91273,91274,91275,91276,91277,91278,103543,103544,103545,103546,103547,103548,103549,103550,103551 | 312$WHH7b36fc6XaYoDlDB | 1 |  | M_Troffer Light - Parabolic Square:B3 - 610x610mm:B3 - 610x610mm:743476 |  | NO | N/A | 644 | N/A | 16777215 | N/A | N/A | N/A | N/A | N/A |  | 120 V/1-40 VA | N/A | Linked Revit Model : Clinic_A.rvt | UNSET |  |  | Level: Level 1 | UNSET | F | 0 | 2.680000 |  | 430.556417 | 0 | 0.050000 |  |  |  | 1.200000 |  |  | U-SHAPED, CRI=75 |  | N/A | UNSET | N/A | N/A | TRUE | N/A | 0 | N/A | 0 | 0 | 0 | 0 | 0 | UNSET | N/A | N/A | FIXED | N/A | Downlights | UNSET | N/A |  | N/A | N/A | N/A | 0 | L1 | 0 | N/A | N/A | N/A | 0 | UNSET | UNSET | 0 | 0 | 0 | 0 | 0 | [9 empty] | N/A |  |  |  | 23.80.70.11.14.11 |  |  | B3 |  |  |  | 1291.669250 | Lighting - Dwelling Unit | 1 | L41B | 2 |  |  | 3150.000000 | 32 | [8 empty] | Metal - Paint Finish - Dark Gray, Matte | Glass - White, High Luminance | Metal - Chrome
1971 | 1EC3 |  | 907373 | New Construction | N/A | [5 empty] | 102929 |  | 46640 |  | 43869 |  |  | Standard | 0 |  | 99066,99067,99068,99069,99070,99071,103571,103572,103573,103574,103575 | 0Oe4W3Rwf1Dht7uPdCMTfQ | 1 |  | M_Duplex Receptacle:Standard:Standard:907373 |  |  | N/A | 1971 | N/A |  | N/A | N/A | N/A | N/A | N/A |  | 120 V/1-180 VA | N/A | Linked Revit Model : Clinic_A.rvt | UNSET |  |  | Level: Level 1 |  |  |  | 0.500000 | [7 empty] | 0.460000 |  |  |  |  | N/A | UNSET | N/A | N/A | TRUE | N/A | 0 | N/A | 0 | 0 | 0 | 0 | 0 | UNSET | N/A | N/A | FIXED | N/A | Ground Fault Receptacles | UNSET | N/A |  | N/A | N/A | N/A | 0 | L1 | 0 | N/A | N/A | N/A | 0 | [16 empty] | N/A |  |  |  | 23.80.50.11.17 | [7 empty] | Receptacle |  | N21E2 | 30 | [5 empty] | 1291.669250 | 0.000000 | 397 | 1937.503875 | TRUE
685 | 1EC4 | 0 | 743911 | New Construction | N/A |  | 0 |  | 0 |  | 103003 | Point+HemiSpherical | 45484 |  | 53355 | REF TYPE MARK | 0 | B3B - 610x610mm | 0 | 86958 | 91567,91568,91569,91570,91571,91572,91573,103533,103534,103535,103536,103537,103538,103539,103540,103541 | 312$WHH7b36fc6XaYoDlAO | 1 |  | M_Troffer Light - Parabolic Square:B3B - 610x610mm:B3B - 610x610mm:743911 |  | YES | N/A | 685 | N/A | 16777215 | N/A | N/A | N/A | N/A | N/A |  | 120 V/1-40 VA | N/A | Linked Revit Model : Clinic_A.rvt | UNSET |  |  | Level: Level 1 | UNSET | F | 0 | 2.680000 |  | 430.556417 | 0 | 0.050000 |  |  |  | 1.200000 |  |  | U-SHAPED, CRI=75 |  | N/A | UNSET | N/A | N/A | TRUE | N/A | 0 | N/A | 0 | 0 | 0 | 0 | 0 | UNSET | N/A | N/A | FIXED | N/A | Downlights | UNSET | N/A |  | N/A | N/A | N/A | 0 | L1 | 0 | N/A | N/A | N/A | 0 | UNSET | UNSET | 0 | 0 | 0 | 0 | 0 | [9 empty] | N/A |  |  |  | 23.80.70.11.14.11 |  |  | B3B |  |  |  | 1291.669250 | Lighting - Dwelling Unit | 1 | L41B | 2 |  |  | 3150.000000 | 32 | [8 empty] | Metal - Paint Finish - Dark Gray, Matte | Glass - White, High Luminance | Metal - Chrome
686 | 1EC4 | 0 | 743919 | New Construction | N/A |  | 0 |  | 0 |  | 103003 | Point+HemiSpherical | 45485 |  | 53356 | REF TYPE MARK | 0 | B3 - 610x610mm | 0 | 86957 | 91574,91575,91576,91577,91578,91579,91580,103543,103544,103545,103546,103547,103548,103549,103550,103551 | 312$WHH7b36fc6XaYoDlAG | 1 |  | M_Troffer Light - Parabolic Square:B3 - 610x610mm:B3 - 610x610mm:743919 |  | NO | N/A | 686 | N/A | 16777215 | N/A | N/A | N/A | N/A | N/A |  | 120 V/1-40 VA | N/A | Linked Revit Model : Clinic_A.rvt | UNSET |  |  | Level: Level 1 | UNSET | F | 0 | 2.680000 |  | 430.556417 | 0 | 0.050000 |  |  |  | 1.200000 |  |  | U-SHAPED, CRI=75 |  | N/A | UNSET | N/A | N/A | TRUE | N/A | 0 | N/A | 0 | 0 | 0 | 0 | 0 | UNSET | N/A | N/A | FIXED | N/A | Downlights | UNSET | N/A |  | N/A | N/A | N/A | 0 | L1 | 0 | N/A | N/A | N/A | 0 | UNSET | UNSET | 0 | 0 | 0 | 0 | 0 | [9 empty] | N/A |  |  |  | 23.80.70.11.14.11 |  |  | B3 |  |  |  | 1291.669250 | Lighting - Dwelling Unit | 1 | L41B | 2 |  |  | 3150.000000 | 32 | [8 empty] | Metal - Paint Finish - Dark Gray, Matte | Glass - White, High Luminance | Metal - Chrome
1397 | 1EC4 |  | 819214 | New Construction | N/A | [5 empty] | 103003 |  | 46068 |  | 43327 |  |  | Single Pole | 0 |  | 95563,95564,95565,95566,95567,95568,103554,103555,103556,103557,103558,103559 | 0FXKOTtYf3kRrcedvXFlB0 | 1 |  | M_Lighting Switches:Single Pole:Single Pole:819214 |  |  | N/A | 1397 | N/A |  | N/A | N/A | N/A | N/A | N/A |  | 120 V/1-0 VA | N/A | Linked Revit Model : Clinic_A.rvt |  |  |  | Level: Level 1 |  |  |  | 1.200000 |  | 0.000000 | [5 empty] | 1.200000 |  |  |  |  | N/A | UNSET | N/A | N/A | TRUE | N/A | 0 | N/A | 0 | 0 | 0 | 0 | 0 | UNSET | N/A | N/A | FIXED | N/A | Switches | UNSET | N/A |  | N/A | N/A | N/A | 0 | L1 | 0 | N/A | N/A | N/A | 0 | [16 empty] | N/A |  |  |  | 23.80.50.11.14 | [7 empty] | Other |  | L41B | 2 | [5 empty] | 1291.669250 | 0.000000
317 | 1BC1 | 0 | 1207638 | New Construction | N/A | Aluminum-Philips Chloride | 0 | F | 0 | Paint-Philips Chloride-Black | 103096 | Rectangle+Spherical | 47236 | 16 | 53866 | REF TYPE MARK | 0 | X1 | 0 | 86606 | 102698,102699,102700,102701,102702,102703,102704,103485,103486,103487,103488,103489,103490,103491,103492,103493,103494 | 1dLDiZnH12mRH5cIKJ8Wuj | 1 | No Photometry Available | Exit Sign - Ceiling_Mount_Single:X1:X1:1207638 |  | NO | N/A | 317 | N/A | 16777215 | N/A | N/A | N/A | N/A | N/A | 0.225524 | Luminaire 120 V/1-4 VA | N/A | Linked Revit Model : Clinic_A.rvt | UNSET | 0.336550 | Not Available | Level: Level 1 | UNSET | F | 0 | 2.680000 | Plastic-Philips Chloride-Red | 40.902860 | 0 | 0.609600 | 0.120650 | 0.336550 | 0.225524 | 1.219200 | 12/27 (Dual Voltage - 120/277) | Not Available | LED | 1291.669250 | N/A | UNSET | N/A | N/A | TRUE | N/A | 0 | N/A | 0 | 0 | 0 | 0 | 0 | UNSET | N/A | N/A | FIXED | N/A | Emergency Lighting | UNSET | N/A | D5020200 | N/A | N/A | N/A | 0 | L1 | 0 | N/A | N/A | N/A | 0 | UNSET | UNSET | 0 | 0 | 0 | 0 | 0 | Horizontal | Not Available | Not Available | Not Available | Not Available | Matte Black w/Brushed Aluminum Face | Not Applicable | Red | 1 | N/A | Lighting Equipment | http://www.chloridesys.com/chloride/Chloridefixture.cfm?ID=3748 | http://www.chloridesys.com/chloride/ | 23.80.70.11.21 | CE-11400 | 55 Line LED Die Cast Aluminum Exit - Traditional | X1 | 55LA-1-12/27-R | 55LA-1-12/27-R
673 | 1BC1 | 0 | 743744 | New Construction | N/A |  | 0 |  | 0 |  | 103096 | Point+HemiSpherical | 45472 |  | 53343 | REF TYPE MARK | 0 | B3B - 610x610mm | 0 | 86970 | 91483,91484,91485,91486,91487,91488,91489,103533,103534,103535,103536,103537,103538,103539,103540,103541 | 312$WHH7b36fc6XaYoDl8$ | 1 |  | M_Troffer Light - Parabolic Square:B3B - 610x610mm:B3B - 610x610mm:743744 |  | YES | N/A | 673 | N/A | 16777215 | N/A | N/A | N/A | N/A | N/A |  | 120 V/1-40 VA | N/A | Linked Revit Model : Clinic_A.rvt | UNSET |  |  | Level: Level 1 | UNSET | F | 0 | 2.680000 |  | 430.556417 | 0 | 0.050000 |  |  |  | 1.200000 |  |  | U-SHAPED, CRI=75 |  | N/A | UNSET | N/A | N/A | TRUE | N/A | 0 | N/A | 0 | 0 | 0 | 0 | 0 | UNSET | N/A | N/A | FIXED | N/A | Downlights | UNSET | N/A |  | N/A | N/A | N/A | 0 | L1 | 0 | N/A | N/A | N/A | 0 | UNSET | UNSET | 0 | 0 | 0 | 0 | 0 | [9 empty] | N/A |  |  |  | 23.80.70.11.14.11 |  |  | B3B |  |  |  | 1291.669250 | Lighting - Dwelling Unit | 1 | L41B | 1 |  |  | 3150.000000 | 32 | [8 empty] | Metal - Paint Finish - Dark Gray, Matte | Glass - White, High Luminance | Metal - Chrome
1420 | 1BC1 |  | 824211 | New Construction | N/A | [5 empty] | 103096 |  | 46091 |  | 43350 |  |  | Single Pole | 0 |  | 95701,95702,95703,95704,95705,95706,103554,103555,103556,103557,103558,103559 | 0FXKOTtYf3kRrcedvXFk5T | 1 |  | M_Lighting Switches:Single Pole:Single Pole:824211 |  |  | N/A | 1420 | N/A |  | N/A | N/A | N/A | N/A | N/A |  | 120 V/1-0 VA | N/A | Linked Revit Model : Clinic_A.rvt |  |  |  | Level: Level 1 |  |  |  | 1.200000 |  | 0.000000 | [5 empty] | 1.200000 |  |  |  |  | N/A | UNSET | N/A | N/A | TRUE | N/A | 0 | N/A | 0 | 0 | 0 | 0 | 0 | UNSET | N/A | N/A | FIXED | N/A | Switches | UNSET | N/A |  | N/A | N/A | N/A | 0 | L1 | 0 | N/A | N/A | N/A | 0 | [16 empty] | N/A |  |  |  | 23.80.50.11.14 | [7 empty] | Other |  | L41B | 1 | [5 empty] | 1291.669250 | 0.000000
1785 | 1BC1 |  | 885156 | New Construction | N/A | [5 empty] | 103096 |  | 46448 |  | 43683 |  |  | Standard | 0 |  | 97915,97916,97917,97918,97919,97920,103571,103572,103573,103574,103575 | 0Oe4W3Rwf1Dht7uPdCMOEJ | 1 |  | M_Duplex Receptacle:Standard:Standard:885156 |  |  | N/A | 1785 | N/A |  | N/A | N/A | N/A | N/A | N/A |  | 120 V/1-180 VA | N/A | Linked Revit Model : Clinic_A.rvt | UNSET |  |  | Level: Level 1 |  |  |  | 0.500000 | [7 empty] | 0.460000 |  |  |  |  | N/A | UNSET | N/A | N/A | TRUE | N/A | 0 | N/A | 0 | 0 | 0 | 0 | 0 | UNSET | N/A | N/A | FIXED | N/A | Ground Fault Receptacles | UNSET | N/A |  | N/A | N/A | N/A | 0 | L1 | 0 | N/A | N/A | N/A | 0 | [16 empty] | N/A |  |  |  | 23.80.50.11.17 | [7 empty] | Receptacle |  | N21B | 17 | [5 empty] | 1291.669250 | 0.000000 | 211 | 1937.503875 | TRUE
318 | 1BC2 | 0 | 1207752 | New Construction | N/A | Aluminum-Philips Chloride | 0 | F | 0 | Paint-Philips Chloride-Black | 103299 | Rectangle+Spherical | 47237 | 16 | 53867 | REF TYPE MARK | 0 | X1 | 0 | 86605 | 102705,102706,102707,102708,102709,102710,102711,103485,103486,103487,103488,103489,103490,103491,103492,103493,103494 | 1dLDiZnH12mRH5cIKJ8Wwp | 1 | No Photometry Available | Exit Sign - Ceiling_Mount_Single:X1:X1:1207752 |  | NO | N/A | 318 | N/A | 16777215 | N/A | N/A | N/A | N/A | N/A | 0.225524 | Luminaire 120 V/1-4 VA | N/A | Linked Revit Model : Clinic_A.rvt | UNSET | 0.336550 | Not Available | Level: Level 1 | UNSET | F | 0 | 2.680000 | Plastic-Philips Chloride-Red | 40.902860 | 0 | 0.609600 | 0.120650 | 0.336550 | 0.225524 | 1.219200 | 12/27 (Dual Voltage - 120/277) | Not Available | LED | 1291.669250 | N/A | UNSET | N/A | N/A | TRUE | N/A | 0 | N/A | 0 | 0 | 0 | 0 | 0 | UNSET | N/A | N/A | FIXED | N/A | Emergency Lighting | UNSET | N/A | D5020200 | N/A | N/A | N/A | 0 | L1 | 0 | N/A | N/A | N/A | 0 | UNSET | UNSET | 0 | 0 | 0 | 0 | 0 | Horizontal | Not Available | Not Available | Not Available | Not Available | Matte Black w/Brushed Aluminum Face | Not Applicable | Red | 1 | N/A | Lighting Equipment | http://www.chloridesys.com/chloride/Chloridefixture.cfm?ID=3748 | http://www.chloridesys.com/chloride/ | 23.80.70.11.21 | CE-11400 | 55 Line LED Die Cast Aluminum Exit - Traditional | X1 | 55LA-1-12/27-R | 55LA-1-12/27-R
666 | 1BC2 | 0 | 743678 | New Construction | N/A |  | 0 |  | 0 |  | 103299 | Point+HemiSpherical | 45465 |  | 53336 | REF TYPE MARK | 0 | B3 - 610x610mm | 0 | 86977 | 91434,91435,91436,91437,91438,91439,91440,103543,103544,103545,103546,103547,103548,103549,103550,103551 | 312$WHH7b36fc6XaYoDlE1 | 1 |  | M_Troffer Light - Parabolic Square:B3 - 610x610mm:B3 - 610x610mm:743678 |  | NO | N/A | 666 | N/A | 16777215 | N/A | N/A | N/A | N/A | N/A |  | 120 V/1-40 VA | N/A | Linked Revit Model : Clinic_A.rvt | UNSET |  |  | Level: Level 1 | UNSET | F | 0 | 2.680000 |  | 430.556417 | 0 | 0.050000 |  |  |  | 1.200000 |  |  | U-SHAPED, CRI=75 |  | N/A | UNSET | N/A | N/A | TRUE | N/A | 0 | N/A | 0 | 0 | 0 | 0 | 0 | UNSET | N/A | N/A | FIXED | N/A | Downlights | UNSET | N/A |  | N/A | N/A | N/A | 0 | L1 | 0 | N/A | N/A | N/A | 0 | UNSET | UNSET | 0 | 0 | 0 | 0 | 0 | [9 empty] | N/A |  |  |  | 23.80.70.11.14.11 |  |  | B3 |  |  |  | 1291.669250 | Lighting - Dwelling Unit | 1 | L41B | 2 |  |  | 3150.000000 | 32 | [8 empty] | Metal - Paint Finish - Dark Gray, Matte | Glass - White, High Luminance | Metal - Chrome
667 | 1BC2 | 0 | 743688 | New Construction | N/A |  | 0 |  | 0 |  | 103299 | Point+HemiSpherical | 45466 |  | 53337 | REF TYPE MARK | 0 | B3B - 610x610mm | 0 | 86976 | 91441,91442,91443,91444,91445,91446,91447,103533,103534,103535,103536,103537,103538,103539,103540,103541 | 312$WHH7b36fc6XaYoDl9t | 1 |  | M_Troffer Light - Parabolic Square:B3B - 610x610mm:B3B - 610x610mm:743688 |  | YES | N/A | 667 | N/A | 16777215 | N/A | N/A | N/A | N/A | N/A |  | 120 V/1-40 VA | N/A | Linked Revit Model : Clinic_A.rvt | UNSET |  |  | Level: Level 1 | UNSET | F | 0 | 2.680000 |  | 430.556417 | 0 | 0.050000 |  |  |  | 1.200000 |  |  | U-SHAPED, CRI=75 |  | N/A | UNSET | N/A | N/A | TRUE | N/A | 0 | N/A | 0 | 0 | 0 | 0 | 0 | UNSET | N/A | N/A | FIXED | N/A | Downlights | UNSET | N/A |  | N/A | N/A | N/A | 0 | L1 | 0 | N/A | N/A | N/A | 0 | UNSET | UNSET | 0 | 0 | 0 | 0 | 0 | [9 empty] | N/A |  |  |  | 23.80.70.11.14.11 |  |  | B3B |  |  |  | 1291.669250 | Lighting - Dwelling Unit | 1 | L41B | 2 |  |  | 3150.000000 | 32 | [8 empty] | Metal - Paint Finish - Dark Gray, Matte | Glass - White, High Luminance | Metal - Chrome
670 | 1BC2 | 0 | 743718 | New Construction | N/A |  | 0 |  | 0 |  | 103299 | Point+HemiSpherical | 45469 |  | 53340 | REF TYPE MARK | 0 | B3 - 610x610mm | 0 | 86973 | 91462,91463,91464,91465,91466,91467,91468,103543,103544,103545,103546,103547,103548,103549,103550,103551 | 312$WHH7b36fc6XaYoDl9P | 1 |  | M_Troffer Light - Parabolic Square:B3 - 610x610mm:B3 - 610x610mm:743718 |  | NO | N/A | 670 | N/A | 16777215 | N/A | N/A | N/A | N/A | N/A |  | 120 V/1-40 VA | N/A | Linked Revit Model : Clinic_A.rvt | UNSET |  |  | Level: Level 1 | UNSET | F | 0 | 2.680000 |  | 430.556417 | 0 | 0.050000 |  |  |  | 1.200000 |  |  | U-SHAPED, CRI=75 |  | N/A | UNSET | N/A | N/A | TRUE | N/A | 0 | N/A | 0 | 0 | 0 | 0 | 0 | UNSET | N/A | N/A | FIXED | N/A | Downlights | UNSET | N/A |  | N/A | N/A | N/A | 0 | L1 | 0 | N/A | N/A | N/A | 0 | UNSET | UNSET | 0 | 0 | 0 | 0 | 0 | [9 empty] | N/A |  |  |  | 23.80.70.11.14.11 |  |  | B3 |  |  |  | 1291.669250 | Lighting - Dwelling Unit | 1 | L41B | 2 |  |  | 3150.000000 | 32 | [8 empty] | Metal - Paint Finish - Dark Gray, Matte | Glass - White, High Luminance | Metal - Chrome
671 | 1BC2 | 0 | 743726 | New Construction | N/A |  | 0 |  | 0 |  | 103299 | Point+HemiSpherical | 45470 |  | 53341 | REF TYPE MARK | 0 | B3 - 610x610mm | 0 | 86972 | 91469,91470,91471,91472,91473,91474,91475,103543,103544,103545,103546,103547,103548,103549,103550,103551 | 312$WHH7b36fc6XaYoDl9H | 1 |  | M_Troffer Light - Parabolic Square:B3 - 610x610mm:B3 - 610x610mm:743726 |  | NO | N/A | 671 | N/A | 16777215 | N/A | N/A | N/A | N/A | N/A |  | 120 V/1-40 VA | N/A | Linked Revit Model : Clinic_A.rvt | UNSET |  |  | Level: Level 1 | UNSET | F | 0 | 2.680000 |  | 430.556417 | 0 | 0.050000 |  |  |  | 1.200000 |  |  | U-SHAPED, CRI=75 |  | N/A | UNSET | N/A | N/A | TRUE | N/A | 0 | N/A | 0 | 0 | 0 | 0 | 0 | UNSET | N/A | N/A | FIXED | N/A | Downlights | UNSET | N/A |  | N/A | N/A | N/A | 0 | L1 | 0 | N/A | N/A | N/A | 0 | UNSET | UNSET | 0 | 0 | 0 | 0 | 0 | [9 empty] | N/A |  |  |  | 23.80.70.11.14.11 |  |  | B3 |  |  |  | 1291.669250 | Lighting - Dwelling Unit | 1 | L41B | 2 |  |  | 3150.000000 | 32 | [8 empty] | Metal - Paint Finish - Dark Gray, Matte | Glass - White, High Luminance | Metal - Chrome
672 | 1BC2 | 0 | 743736 | New Construction | N/A |  | 0 |  | 0 |  | 103299 | Point+HemiSpherical | 45471 |  | 53342 | REF TYPE MARK | 0 | B3B - 610x610mm | 0 | 86971 | 91476,91477,91478,91479,91480,91481,91482,103533,103534,103535,103536,103537,103538,103539,103540,103541 | 312$WHH7b36fc6XaYoDl97 | 1 |  | M_Troffer Light - Parabolic Square:B3B - 610x610mm:B3B - 610x610mm:743736 |  | YES | N/A | 672 | N/A | 16777215 | N/A | N/A | N/A | N/A | N/A |  | 120 V/1-40 VA | N/A | Linked Revit Model : Clinic_A.rvt | UNSET |  |  | Level: Level 1 | UNSET | F | 0 | 2.680000 |  | 430.556417 | 0 | 0.050000 |  |  |  | 1.200000 |  |  | U-SHAPED, CRI=75 |  | N/A | UNSET | N/A | N/A | TRUE | N/A | 0 | N/A | 0 | 0 | 0 | 0 | 0 | UNSET | N/A | N/A | FIXED | N/A | Downlights | UNSET | N/A |  | N/A | N/A | N/A | 0 | L1 | 0 | N/A | N/A | N/A | 0 | UNSET | UNSET | 0 | 0 | 0 | 0 | 0 | [9 empty] | N/A |  |  |  | 23.80.70.11.14.11 |  |  | B3B |  |  |  | 1291.669250 | Lighting - Dwelling Unit | 1 | L41B | 2 |  |  | 3150.000000 | 32 | [8 empty] | Metal - Paint Finish - Dark Gray, Matte | Glass - White, High Luminance | Metal - Chrome
1250 | 1BC2 | 0 | 1214966 | New Construction | N/A |  | 0 |  | 0 |  | 103299 | Point+Spherical | 46163 |  | 43409 | REF TYPE MARK | 0 | Y - X-Ray | 0 | 86564 | 96059,96066,96073,96080,96087,96094,103039,103040,103041,103042,103043,103044,103080 | 1IDUDqfdD848yYb_PPct1_ | 1 |  | Lighted Signage:Y - X-Ray:Y - X-Ray:1214966 |  | NO | N/A | 1250 | N/A | 16777215 | N/A | N/A | N/A | N/A | N/A |  |  | N/A | Level : Level 1 | UNSET |  |  |  | UNSET | F | 0 | 2.584500 |  |  | 0 | 0.609600 | [6 empty] | T4, TWIN TUBE CRI=75 |  | N/A | UNSET | N/A | N/A | TRUE | N/A | 0 | N/A | 0 | 0 | 0 | 0 | 0 | UNSET | N/A | N/A | FIXED | N/A | Lighting | UNSET | N/A |  | N/A | N/A | N/A | 0 | L1 | 0 | N/A | N/A | N/A | 0 | UNSET | UNSET | 0 | 0 | 0 | 0 | 0 | [9 empty] | N/A |  |  |  | 23.80.70.00 |  |  | Y | [14 empty] | 0.000000 | Y48 | [12 empty] | F | T | Level: Level 1 | F
1855 | 1BC2 |  | 894338 | New Construction | N/A | [5 empty] | 103299 |  | 46521 |  | 43753 |  |  | Standard | 0 |  | 98356,98357,98358,98359,98360,98361,103571,103572,103573,103574,103575 | 0Oe4W3Rwf1Dht7uPdCMQUr | 1 |  | M_Duplex Receptacle:Standard:Standard:894338 |  |  | N/A | 1855 | N/A |  | N/A | N/A | N/A | N/A | N/A |  | 120 V/1-180 VA | N/A | Linked Revit Model : Clinic_A.rvt | UNSET |  |  | Level: Level 1 |  |  |  | 0.500000 | [7 empty] | 0.460000 |  |  |  |  | N/A | UNSET | N/A | N/A | TRUE | N/A | 0 | N/A | 0 | 0 | 0 | 0 | 0 | UNSET | N/A | N/A | FIXED | N/A | Ground Fault Receptacles | UNSET | N/A |  | N/A | N/A | N/A | 0 | L1 | 0 | N/A | N/A | N/A | 0 | [16 empty] | N/A |  |  |  | 23.80.50.11.17 | [7 empty] | Receptacle |  | N21B | 2 | [5 empty] | 1291.669250 | 0.000000 | 281 | 1937.503875 | TRUE
2106 | 1BC2 |  | 934822 | New Construction | N/A | [5 empty] | 103299 |  | 46782 |  | 44008 |  |  | Standard | 0 |  | 99925,99926,99927,99928,99929,99930,103571,103572,103573,103574,103575 | 3AFN707Bj9afSO$T13iNKN | 1 |  | M_Duplex Receptacle:Standard:Standard:934822 |  |  | N/A | 2106 | N/A |  | N/A | N/A | N/A | N/A | N/A |  | 120 V/1-180 VA | N/A | Linked Revit Model : Clinic_A.rvt | UNSET |  |  | Level: Level 1 |  |  |  | 0.500000 | [7 empty] | 0.460000 |  |  |  |  | N/A | UNSET | N/A | N/A | TRUE | N/A | 0 | N/A | 0 | 0 | 0 | 0 | 0 | UNSET | N/A | N/A | FIXED | N/A | Ground Fault Receptacles | UNSET | N/A |  | N/A | N/A | N/A | 0 | L1 | 0 | N/A | N/A | N/A | 0 | [16 empty] | N/A |  |  |  | 23.80.50.11.17 | [7 empty] | Receptacle |  | N21B | 4 | [5 empty] | 1291.669250 | 0.000000 | 532 | 1937.503875 | TRUE
320 | 1BC3 | 0 | 1208041 | New Construction | N/A | Aluminum-Philips Chloride | 0 | F | 0 | Paint-Philips Chloride-Black | 103162 | Rectangle+Spherical | 47239 | 16 | 53869 | REF TYPE MARK | 0 | X1 | 0 | 86603 | 102719,102720,102721,102722,102723,102724,102725,103485,103486,103487,103488,103489,103490,103491,103492,103493,103494 | 1dLDiZnH12mRH5cIKJ8WsI | 1 | No Photometry Available | Exit Sign - Ceiling_Mount_Single:X1:X1:1208041 |  | NO | N/A | 320 | N/A | 16777215 | N/A | N/A | N/A | N/A | N/A | 0.225524 | Luminaire 120 V/1-4 VA | N/A | Linked Revit Model : Clinic_A.rvt | UNSET | 0.336550 | Not Available | Level: Level 1 | UNSET | F | 0 | 2.680000 | Plastic-Philips Chloride-Red | 40.902860 | 0 | 0.609600 | 0.120650 | 0.336550 | 0.225524 | 1.219200 | 12/27 (Dual Voltage - 120/277) | Not Available | LED | 1291.669250 | N/A | UNSET | N/A | N/A | TRUE | N/A | 0 | N/A | 0 | 0 | 0 | 0 | 0 | UNSET | N/A | N/A | FIXED | N/A | Emergency Lighting | UNSET | N/A | D5020200 | N/A | N/A | N/A | 0 | L1 | 0 | N/A | N/A | N/A | 0 | UNSET | UNSET | 0 | 0 | 0 | 0 | 0 | Horizontal | Not Available | Not Available | Not Available | Not Available | Matte Black w/Brushed Aluminum Face | Not Applicable | Red | 1 | N/A | Lighting Equipment | http://www.chloridesys.com/chloride/Chloridefixture.cfm?ID=3748 | http://www.chloridesys.com/chloride/ | 23.80.70.11.21 | CE-11400 | 55 Line LED Die Cast Aluminum Exit - Traditional | X1 | 55LA-1-12/27-R | 55LA-1-12/27-R
663 | 1BC3 | 0 | 743650 | New Construction | N/A |  | 0 |  | 0 |  | 103162 | Point+HemiSpherical | 45462 |  | 53333 | REF TYPE MARK | 0 | B3 - 610x610mm | 0 | 86980 | 91413,91414,91415,91416,91417,91418,91419,103543,103544,103545,103546,103547,103548,103549,103550,103551 | 312$WHH7b36fc6XaYoDlET | 1 |  | M_Troffer Light - Parabolic Square:B3 - 610x610mm:B3 - 610x610mm:743650 |  | NO | N/A | 663 | N/A | 16777215 | N/A | N/A | N/A | N/A | N/A |  | 120 V/1-40 VA | N/A | Linked Revit Model : Clinic_A.rvt | UNSET |  |  | Level: Level 1 | UNSET | F | 0 | 2.680000 |  | 430.556417 | 0 | 0.050000 |  |  |  | 1.200000 |  |  | U-SHAPED, CRI=75 |  | N/A | UNSET | N/A | N/A | TRUE | N/A | 0 | N/A | 0 | 0 | 0 | 0 | 0 | UNSET | N/A | N/A | FIXED | N/A | Downlights | UNSET | N/A |  | N/A | N/A | N/A | 0 | L1 | 0 | N/A | N/A | N/A | 0 | UNSET | UNSET | 0 | 0 | 0 | 0 | 0 | [9 empty] | N/A |  |  |  | 23.80.70.11.14.11 |  |  | B3 |  |  |  | 1291.669250 | Lighting - Dwelling Unit | 1 | L41B | 2 |  |  | 3150.000000 | 32 | [8 empty] | Metal - Paint Finish - Dark Gray, Matte | Glass - White, High Luminance | Metal - Chrome
664 | 1BC3 | 0 | 743658 | New Construction | N/A |  | 0 |  | 0 |  | 103162 | Point+HemiSpherical | 45463 |  | 53334 | REF TYPE MARK | 0 | B3B - 610x610mm | 0 | 86979 | 91420,91421,91422,91423,91424,91425,91426,103533,103534,103535,103536,103537,103538,103539,103540,103541 | 312$WHH7b36fc6XaYoDlEL | 1 |  | M_Troffer Light - Parabolic Square:B3B - 610x610mm:B3B - 610x610mm:743658 |  | YES | N/A | 664 | N/A | 16777215 | N/A | N/A | N/A | N/A | N/A |  | 120 V/1-40 VA | N/A | Linked Revit Model : Clinic_A.rvt | UNSET |  |  | Level: Level 1 | UNSET | F | 0 | 2.680000 |  | 430.556417 | 0 | 0.050000 |  |  |  | 1.200000 |  |  | U-SHAPED, CRI=75 |  | N/A | UNSET | N/A | N/A | TRUE | N/A | 0 | N/A | 0 | 0 | 0 | 0 | 0 | UNSET | N/A | N/A | FIXED | N/A | Downlights | UNSET | N/A |  | N/A | N/A | N/A | 0 | L1 | 0 | N/A | N/A | N/A | 0 | UNSET | UNSET | 0 | 0 | 0 | 0 | 0 | [9 empty] | N/A |  |  |  | 23.80.70.11.14.11 |  |  | B3B |  |  |  | 1291.669250 | Lighting - Dwelling Unit | 1 | L41B | 2 |  |  | 3150.000000 | 32 | [8 empty] | Metal - Paint Finish - Dark Gray, Matte | Glass - White, High Luminance | Metal - Chrome
665 | 1BC3 | 0 | 743666 | New Construction | N/A |  | 0 |  | 0 |  | 103162 | Point+HemiSpherical | 45464 |  | 53335 | REF TYPE MARK | 0 | B3 - 610x610mm | 0 | 86978 | 91427,91428,91429,91430,91431,91432,91433,103543,103544,103545,103546,103547,103548,103549,103550,103551 | 312$WHH7b36fc6XaYoDlED | 1 |  | M_Troffer Light - Parabolic Square:B3 - 610x610mm:B3 - 610x610mm:743666 |  | NO | N/A | 665 | N/A | 16777215 | N/A | N/A | N/A | N/A | N/A |  | 120 V/1-40 VA | N/A | Linked Revit Model : Clinic_A.rvt | UNSET |  |  | Level: Level 1 | UNSET | F | 0 | 2.680000 |  | 430.556417 | 0 | 0.050000 |  |  |  | 1.200000 |  |  | U-SHAPED, CRI=75 |  | N/A | UNSET | N/A | N/A | TRUE | N/A | 0 | N/A | 0 | 0 | 0 | 0 | 0 | UNSET | N/A | N/A | FIXED | N/A | Downlights | UNSET | N/A |  | N/A | N/A | N/A | 0 | L1 | 0 | N/A | N/A | N/A | 0 | UNSET | UNSET | 0 | 0 | 0 | 0 | 0 | [9 empty] | N/A |  |  |  | 23.80.70.11.14.11 |  |  | B3 |  |  |  | 1291.669250 | Lighting - Dwelling Unit | 1 | L41B | 2 |  |  | 3150.000000 | 32 | [8 empty] | Metal - Paint Finish - Dark Gray, Matte | Glass - White, High Luminance | Metal - Chrome
1403 | 1BC3 |  | 820075 | New Construction | N/A | [5 empty] | 103162 |  | 46074 |  | 43333 |  |  | Single Pole | 0 |  | 95599,95600,95601,95602,95603,95604,103554,103555,103556,103557,103558,103559 | 0FXKOTtYf3kRrcedvXFl6b | 1 |  | M_Lighting Switches:Single Pole:Single Pole:820075 |  |  | N/A | 1403 | N/A |  | N/A | N/A | N/A | N/A | N/A |  | 120 V/1-0 VA | N/A | Linked Revit Model : Clinic_A.rvt |  |  |  | Level: Level 1 |  |  |  | 1.200000 |  | 0.000000 | [5 empty] | 1.200000 |  |  |  |  | N/A | UNSET | N/A | N/A | TRUE | N/A | 0 | N/A | 0 | 0 | 0 | 0 | 0 | UNSET | N/A | N/A | FIXED | N/A | Switches | UNSET | N/A |  | N/A | N/A | N/A | 0 | L1 | 0 | N/A | N/A | N/A | 0 | [16 empty] | N/A |  |  |  | 23.80.50.11.14 | [7 empty] | Other |  | L41B | 2 | [5 empty] | 1291.669250 | 0.000000
1859 | 1BC3 |  | 895130 | New Construction | N/A | [5 empty] | 103162 |  | 46526 |  | 43757 |  |  | Standard | 0 |  | 98380,98381,98382,98383,98384,98385,103571,103572,103573,103574,103575 | 0Oe4W3Rwf1Dht7uPdCMQgj | 1 |  | M_Duplex Receptacle:Standard:Standard:895130 |  |  | N/A | 1859 | N/A |  | N/A | N/A | N/A | N/A | N/A |  | 120 V/1-180 VA | N/A | Linked Revit Model : Clinic_A.rvt | UNSET |  |  | Level: Level 1 |  |  |  | 0.500000 | [7 empty] | 0.460000 |  |  |  |  | N/A | UNSET | N/A | N/A | TRUE | N/A | 0 | N/A | 0 | 0 | 0 | 0 | 0 | UNSET | N/A | N/A | FIXED | N/A | Ground Fault Receptacles | UNSET | N/A |  | N/A | N/A | N/A | 0 | L1 | 0 | N/A | N/A | N/A | 0 | [16 empty] | N/A |  |  |  | 23.80.50.11.17 | [7 empty] | Receptacle |  | N21B | 4 | [5 empty] | 1291.669250 | 0.000000 | 285 | 1937.503875 | TRUE
321 | 1BC4 | 0 | 1208270 | New Construction | N/A | Aluminum-Philips Chloride | 0 | F | 0 | Paint-Philips Chloride-Black | 103363 | Rectangle+Spherical | 47240 | 16 | 53870 | REF TYPE MARK | 0 | X1 | 0 | 86602 | 102726,102727,102728,102729,102730,102731,102732,103485,103486,103487,103488,103489,103490,103491,103492,103493,103494 | 1dLDiZnH12mRH5cIKJ8Wor | 1 | No Photometry Available | Exit Sign - Ceiling_Mount_Single:X1:X1:1208270 |  | NO | N/A | 321 | N/A | 16777215 | N/A | N/A | N/A | N/A | N/A | 0.225524 | Luminaire 120 V/1-4 VA | N/A | Linked Revit Model : Clinic_A.rvt | UNSET | 0.336550 | Not Available | Level: Level 1 | UNSET | F | 0 | 2.680000 | Plastic-Philips Chloride-Red | 40.902860 | 0 | 0.609600 | 0.120650 | 0.336550 | 0.225524 | 1.219200 | 12/27 (Dual Voltage - 120/277) | Not Available | LED | 1291.669250 | N/A | UNSET | N/A | N/A | TRUE | N/A | 0 | N/A | 0 | 0 | 0 | 0 | 0 | UNSET | N/A | N/A | FIXED | N/A | Emergency Lighting | UNSET | N/A | D5020200 | N/A | N/A | N/A | 0 | L1 | 0 | N/A | N/A | N/A | 0 | UNSET | UNSET | 0 | 0 | 0 | 0 | 0 | Horizontal | Not Available | Not Available | Not Available | Not Available | Matte Black w/Brushed Aluminum Face | Not Applicable | Red | 1 | N/A | Lighting Equipment | http://www.chloridesys.com/chloride/Chloridefixture.cfm?ID=3748 | http://www.chloridesys.com/chloride/ | 23.80.70.11.21 | CE-11400 | 55 Line LED Die Cast Aluminum Exit - Traditional | X1 | 55LA-1-12/27-R | 55LA-1-12/27-R
657 | 1BC4 | 0 | 743594 | New Construction | N/A |  | 0 |  | 0 |  | 103363 | Point+HemiSpherical | 45456 |  | 53327 | REF TYPE MARK | 0 | B3 - 610x610mm | 0 | 86986 | 91371,91372,91373,91374,91375,91376,91377,103543,103544,103545,103546,103547,103548,103549,103550,103551 | 312$WHH7b36fc6XaYoDlFL | 1 |  | M_Troffer Light - Parabolic Square:B3 - 610x610mm:B3 - 610x610mm:743594 |  | NO | N/A | 657 | N/A | 16777215 | N/A | N/A | N/A | N/A | N/A |  | 120 V/1-40 VA | N/A | Linked Revit Model : Clinic_A.rvt | UNSET |  |  | Level: Level 1 | UNSET | F | 0 | 2.680000 |  | 430.556417 | 0 | 0.050000 |  |  |  | 1.200000 |  |  | U-SHAPED, CRI=75 |  | N/A | UNSET | N/A | N/A | TRUE | N/A | 0 | N/A | 0 | 0 | 0 | 0 | 0 | UNSET | N/A | N/A | FIXED | N/A | Downlights | UNSET | N/A |  | N/A | N/A | N/A | 0 | L1 | 0 | N/A | N/A | N/A | 0 | UNSET | UNSET | 0 | 0 | 0 | 0 | 0 | [9 empty] | N/A |  |  |  | 23.80.70.11.14.11 |  |  | B3 |  |  |  | 1291.669250 | Lighting - Dwelling Unit | 1 | L41B | 2 |  |  | 3150.000000 | 32 | [8 empty] | Metal - Paint Finish - Dark Gray, Matte | Glass - White, High Luminance | Metal - Chrome
658 | 1BC4 | 0 | 743602 | New Construction | N/A |  | 0 |  | 0 |  | 103363 | Point+HemiSpherical | 45457 |  | 53328 | REF TYPE MARK | 0 | B3B - 610x610mm | 0 | 86985 | 91378,91379,91380,91381,91382,91383,91384,103533,103534,103535,103536,103537,103538,103539,103540,103541 | 312$WHH7b36fc6XaYoDlFD | 1 |  | M_Troffer Light - Parabolic Square:B3B - 610x610mm:B3B - 610x610mm:743602 |  | YES | N/A | 658 | N/A | 16777215 | N/A | N/A | N/A | N/A | N/A |  | 120 V/1-40 VA | N/A | Linked Revit Model : Clinic_A.rvt | UNSET |  |  | Level: Level 1 | UNSET | F | 0 | 2.680000 |  | 430.556417 | 0 | 0.050000 |  |  |  | 1.200000 |  |  | U-SHAPED, CRI=75 |  | N/A | UNSET | N/A | N/A | TRUE | N/A | 0 | N/A | 0 | 0 | 0 | 0 | 0 | UNSET | N/A | N/A | FIXED | N/A | Downlights | UNSET | N/A |  | N/A | N/A | N/A | 0 | L1 | 0 | N/A | N/A | N/A | 0 | UNSET | UNSET | 0 | 0 | 0 | 0 | 0 | [9 empty] | N/A |  |  |  | 23.80.70.11.14.11 |  |  | B3B |  |  |  | 1291.669250 | Lighting - Dwelling Unit | 1 | L41B | 2 |  |  | 3150.000000 | 32 | [8 empty] | Metal - Paint Finish - Dark Gray, Matte | Glass - White, High Luminance | Metal - Chrome
659 | 1BC4 | 0 | 743612 | New Construction | N/A |  | 0 |  | 0 |  | 103363 | Point+HemiSpherical | 45458 |  | 53329 | REF TYPE MARK | 0 | B3 - 610x610mm | 0 | 86984 | 91385,91386,91387,91388,91389,91390,91391,103543,103544,103545,103546,103547,103548,103549,103550,103551 | 312$WHH7b36fc6XaYoDlF3 | 1 |  | M_Troffer Light - Parabolic Square:B3 - 610x610mm:B3 - 610x610mm:743612 |  | NO | N/A | 659 | N/A | 16777215 | N/A | N/A | N/A | N/A | N/A |  | 120 V/1-40 VA | N/A | Linked Revit Model : Clinic_A.rvt | UNSET |  |  | Level: Level 1 | UNSET | F | 0 | 2.680000 |  | 430.556417 | 0 | 0.050000 |  |  |  | 1.200000 |  |  | U-SHAPED, CRI=75 |  | N/A | UNSET | N/A | N/A | TRUE | N/A | 0 | N/A | 0 | 0 | 0 | 0 | 0 | UNSET | N/A | N/A | FIXED | N/A | Downlights | UNSET | N/A |  | N/A | N/A | N/A | 0 | L1 | 0 | N/A | N/A | N/A | 0 | UNSET | UNSET | 0 | 0 | 0 | 0 | 0 | [9 empty] | N/A |  |  |  | 23.80.70.11.14.11 |  |  | B3 |  |  |  | 1291.669250 | Lighting - Dwelling Unit | 1 | L41B | 2 |  |  | 3150.000000 | 32 | [8 empty] | Metal - Paint Finish - Dark Gray, Matte | Glass - White, High Luminance | Metal - Chrome
660 | 1BC4 | 0 | 743620 | New Construction | N/A |  | 0 |  | 0 |  | 103363 | Point+HemiSpherical | 45459 |  | 53330 | REF TYPE MARK | 0 | B3 - 610x610mm | 0 | 86983 | 91392,91393,91394,91395,91396,91397,91398,103543,103544,103545,103546,103547,103548,103549,103550,103551 | 312$WHH7b36fc6XaYoDlEx | 1 |  | M_Troffer Light - Parabolic Square:B3 - 610x610mm:B3 - 610x610mm:743620 |  | NO | N/A | 660 | N/A | 16777215 | N/A | N/A | N/A | N/A | N/A |  | 120 V/1-40 VA | N/A | Linked Revit Model : Clinic_A.rvt | UNSET |  |  | Level: Level 1 | UNSET | F | 0 | 2.680000 |  | 430.556417 | 0 | 0.050000 |  |  |  | 1.200000 |  |  | U-SHAPED, CRI=75 |  | N/A | UNSET | N/A | N/A | TRUE | N/A | 0 | N/A | 0 | 0 | 0 | 0 | 0 | UNSET | N/A | N/A | FIXED | N/A | Downlights | UNSET | N/A |  | N/A | N/A | N/A | 0 | L1 | 0 | N/A | N/A | N/A | 0 | UNSET | UNSET | 0 | 0 | 0 | 0 | 0 | [9 empty] | N/A |  |  |  | 23.80.70.11.14.11 |  |  | B3 |  |  |  | 1291.669250 | Lighting - Dwelling Unit | 1 | L41B | 2 |  |  | 3150.000000 | 32 | [8 empty] | Metal - Paint Finish - Dark Gray, Matte | Glass - White, High Luminance | Metal - Chrome
661 | 1BC4 | 0 | 743628 | New Construction | N/A |  | 0 |  | 0 |  | 103363 | Point+HemiSpherical | 45460 |  | 53331 | REF TYPE MARK | 0 | B3B - 610x610mm | 0 | 86982 | 91399,91400,91401,91402,91403,91404,91405,103533,103534,103535,103536,103537,103538,103539,103540,103541 | 312$WHH7b36fc6XaYoDlEp | 1 |  | M_Troffer Light - Parabolic Square:B3B - 610x610mm:B3B - 610x610mm:743628 |  | YES | N/A | 661 | N/A | 16777215 | N/A | N/A | N/A | N/A | N/A |  | 120 V/1-40 VA | N/A | Linked Revit Model : Clinic_A.rvt | UNSET |  |  | Level: Level 1 | UNSET | F | 0 | 2.680000 |  | 430.556417 | 0 | 0.050000 |  |  |  | 1.200000 |  |  | U-SHAPED, CRI=75 |  | N/A | UNSET | N/A | N/A | TRUE | N/A | 0 | N/A | 0 | 0 | 0 | 0 | 0 | UNSET | N/A | N/A | FIXED | N/A | Downlights | UNSET | N/A |  | N/A | N/A | N/A | 0 | L1 | 0 | N/A | N/A | N/A | 0 | UNSET | UNSET | 0 | 0 | 0 | 0 | 0 | [9 empty] | N/A |  |  |  | 23.80.70.11.14.11 |  |  | B3B |  |  |  | 1291.669250 | Lighting - Dwelling Unit | 1 | L41B | 2 |  |  | 3150.000000 | 32 | [8 empty] | Metal - Paint Finish - Dark Gray, Matte | Glass - White, High Luminance | Metal - Chrome
662 | 1BC4 | 0 | 743642 | New Construction | N/A |  | 0 |  | 0 |  | 103363 | Point+HemiSpherical | 45461 |  | 53332 | REF TYPE MARK | 0 | B3 - 610x610mm | 0 | 86981 | 91406,91407,91408,91409,91410,91411,91412,103543,103544,103545,103546,103547,103548,103549,103550,103551 | 312$WHH7b36fc6XaYoDlEb | 1 |  | M_Troffer Light - Parabolic Square:B3 - 610x610mm:B3 - 610x610mm:743642 |  | NO | N/A | 662 | N/A | 16777215 | N/A | N/A | N/A | N/A | N/A |  | 120 V/1-40 VA | N/A | Linked Revit Model : Clinic_A.rvt | UNSET |  |  | Level: Level 1 | UNSET | F | 0 | 2.680000 |  | 430.556417 | 0 | 0.050000 |  |  |  | 1.200000 |  |  | U-SHAPED, CRI=75 |  | N/A | UNSET | N/A | N/A | TRUE | N/A | 0 | N/A | 0 | 0 | 0 | 0 | 0 | UNSET | N/A | N/A | FIXED | N/A | Downlights | UNSET | N/A |  | N/A | N/A | N/A | 0 | L1 | 0 | N/A | N/A | N/A | 0 | UNSET | UNSET | 0 | 0 | 0 | 0 | 0 | [9 empty] | N/A |  |  |  | 23.80.70.11.14.11 |  |  | B3 |  |  |  | 1291.669250 | Lighting - Dwelling Unit | 1 | L41B | 2 |  |  | 3150.000000 | 32 | [8 empty] | Metal - Paint Finish - Dark Gray, Matte | Glass - White, High Luminance | Metal - Chrome
1404 | 1BC4 |  | 820512 | New Construction | N/A | [5 empty] | 103363 |  | 46075 |  | 43334 |  |  | Single Pole | 0 |  | 95605,95606,95607,95608,95609,95610,103554,103555,103556,103557,103558,103559 | 0FXKOTtYf3kRrcedvXFlVk | 1 |  | M_Lighting Switches:Single Pole:Single Pole:820512 |  |  | N/A | 1404 | N/A |  | N/A | N/A | N/A | N/A | N/A |  | 120 V/1-0 VA | N/A | Linked Revit Model : Clinic_A.rvt |  |  |  | Level: Level 1 |  |  |  | 1.200000 |  | 0.000000 | [5 empty] | 1.200000 |  |  |  |  | N/A | UNSET | N/A | N/A | TRUE | N/A | 0 | N/A | 0 | 0 | 0 | 0 | 0 | UNSET | N/A | N/A | FIXED | N/A | Switches | UNSET | N/A |  | N/A | N/A | N/A | 0 | L1 | 0 | N/A | N/A | N/A | 0 | [16 empty] | N/A |  |  |  | 23.80.50.11.14 | [7 empty] | Other |  | L41B | 2 | [5 empty] | 1291.669250 | 0.000000
1828 | 1BC4 |  | 890461 | New Construction | N/A | [5 empty] | 103363 |  | 46493 |  | 43726 |  |  | Standard | 0 |  | 98187,98188,98189,98190,98191,98192,103571,103572,103573,103574,103575 | 0Oe4W3Rwf1Dht7uPdCMPHg | 1 |  | M_Duplex Receptacle:Standard:Standard:890461 |  |  | N/A | 1828 | N/A |  | N/A | N/A | N/A | N/A | N/A |  | 120 V/1-180 VA | N/A | Linked Revit Model : Clinic_A.rvt | UNSET |  |  | Level: Level 1 |  |  |  | 0.500000 | [7 empty] | 0.460000 |  |  |  |  | N/A | UNSET | N/A | N/A | TRUE | N/A | 0 | N/A | 0 | 0 | 0 | 0 | 0 | UNSET | N/A | N/A | FIXED | N/A | Ground Fault Receptacles | UNSET | N/A |  | N/A | N/A | N/A | 0 | L1 | 0 | N/A | N/A | N/A | 0 | [16 empty] | N/A |  |  |  | 23.80.50.11.17 | [7 empty] | Receptacle |  | N21B | 2 | [5 empty] | 1291.669250 | 0.000000 | 254 | 1937.503875 | TRUE
1978 | 1BC4 |  | 908486 | New Construction | N/A | [5 empty] | 103363 |  | 46647 |  | 43876 |  |  | Standard | 0 |  | 99108,99109,99110,99111,99112,99113,103571,103572,103573,103574,103575 | 0Oe4W3Rwf1Dht7uPdCMTxn | 1 |  | M_Duplex Receptacle:Standard:Standard:908486 |  |  | N/A | 1978 | N/A |  | N/A | N/A | N/A | N/A | N/A |  | 120 V/1-180 VA | N/A | Linked Revit Model : Clinic_A.rvt | UNSET |  |  | Level: Level 1 |  |  |  | 0.500000 | [7 empty] | 0.460000 |  |  |  |  | N/A | UNSET | N/A | N/A | TRUE | N/A | 0 | N/A | 0 | 0 | 0 | 0 | 0 | UNSET | N/A | N/A | FIXED | N/A | Ground Fault Receptacles | UNSET | N/A |  | N/A | N/A | N/A | 0 | L1 | 0 | N/A | N/A | N/A | 0 | [16 empty] | N/A |  |  |  | 23.80.50.11.17 | [7 empty] | Receptacle |  | N21B | 2 | [5 empty] | 1291.669250 | 0.000000 | 404 | 1937.503875 | TRUE
2105 | 1BC4 |  | 934633 | New Construction | N/A | [5 empty] | 103363 |  | 46781 |  | 44007 |  |  | Standard | 0 |  | 99919,99920,99921,99922,99923,99924,103571,103572,103573,103574,103575 | 3lgfavpaXB7eKXFQO5$_1s | 1 |  | M_Duplex Receptacle:Standard:Standard:934633 |  |  | N/A | 2105 | N/A |  | N/A | N/A | N/A | N/A | N/A |  | 120 V/1-180 VA | N/A | Linked Revit Model : Clinic_A.rvt | UNSET |  |  | Level: Level 1 |  |  |  | 0.500000 | [7 empty] | 0.460000 |  |  |  |  | N/A | UNSET | N/A | N/A | TRUE | N/A | 0 | N/A | 0 | 0 | 0 | 0 | 0 | UNSET | N/A | N/A | FIXED | N/A | Ground Fault Receptacles | UNSET | N/A |  | N/A | N/A | N/A | 0 | L1 | 0 | N/A | N/A | N/A | 0 | [16 empty] | N/A |  |  |  | 23.80.50.11.17 | [7 empty] | Receptacle |  | N21B | 2 | [5 empty] | 1291.669250 | 0.000000 | 531 | 1937.503875 | TRUE
590 | 1B01 | 0 | 741068 | New Construction | N/A |  | 0 |  | 0 |  | 103298 | Point+HemiSpherical | 45389 |  | 53260 | REF TYPE MARK | 0 | B1 - 0610x1219mm | 0 | 87053 | 90894,90895,90896,90897,90898,90899,90900,103561,103562,103563,103564,103565,103566,103567,103568,103569 | 2ikEQjpcTDnxUN0yGA3WQQ | 1 |  | M_Troffer Light - Parabolic Rectangular:B1 - 0610x1219mm:B1 - 0610x1219mm:741068 |  | NO | N/A | 590 | N/A | 16777215 | N/A | N/A | N/A | N/A | N/A |  | 120 V/1-80 VA | N/A | <not associated> | UNSET |  |  | Level: Level 1 | UNSET | F | 0 | 2.680000 |  | 861.112833 | 0 | 0.050000 |  |  |  | 1.200000 |  |  | T8, 1219mm, RAPID START, CRI=75 |  | N/A | UNSET | N/A | N/A | TRUE | N/A | 0 | N/A | 0 | 0 | 0 | 0 | 0 | UNSET | N/A | N/A | FIXED | N/A | Downlights | UNSET | N/A | D5020210 | N/A | N/A | N/A | 0 | L1 | 0 | N/A | N/A | N/A | 0 | UNSET | UNSET | 0 | 0 | 0 | 0 | 0 | [9 empty] | N/A | Lighting - Fluorescent |  |  | 23.80.70.11.14.11 |  |  | B1 |  |  |  | 1291.669250 | Lighting - Dwelling Unit | 1 | L41B | 1 |  |  | 2900.000000 | 32 | [8 empty] | Metal - Paint Finish - Dark Gray, Matte | Glass - White, High Luminance | Metal - Chrome
591 | 1B01 | 0 | 741074 | New Construction | N/A |  | 0 |  | 0 |  | 103298 | Point+HemiSpherical | 45390 |  | 53261 | REF TYPE MARK | 0 | B1 - 0610x1219mm | 0 | 87052 | 90901,90902,90903,90904,90905,90906,90907,103561,103562,103563,103564,103565,103566,103567,103568,103569 | 2ikEQjpcTDnxUN0yGA3WQ4 | 1 |  | M_Troffer Light - Parabolic Rectangular:B1 - 0610x1219mm:B1 - 0610x1219mm:741074 |  | NO | N/A | 591 | N/A | 16777215 | N/A | N/A | N/A | N/A | N/A |  | 120 V/1-80 VA | N/A | <not associated> | UNSET |  |  | Level: Level 1 | UNSET | F | 0 | 2.680000 |  | 861.112833 | 0 | 0.050000 |  |  |  | 1.200000 |  |  | T8, 1219mm, RAPID START, CRI=75 |  | N/A | UNSET | N/A | N/A | TRUE | N/A | 0 | N/A | 0 | 0 | 0 | 0 | 0 | UNSET | N/A | N/A | FIXED | N/A | Downlights | UNSET | N/A | D5020210 | N/A | N/A | N/A | 0 | L1 | 0 | N/A | N/A | N/A | 0 | UNSET | UNSET | 0 | 0 | 0 | 0 | 0 | [9 empty] | N/A | Lighting - Fluorescent |  |  | 23.80.70.11.14.11 |  |  | B1 |  |  |  | 1291.669250 | Lighting - Dwelling Unit | 1 | L41B | 1 |  |  | 2900.000000 | 32 | [8 empty] | Metal - Paint Finish - Dark Gray, Matte | Glass - White, High Luminance | Metal - Chrome
1421 | 1B01 |  | 824335 | New Construction | N/A | [5 empty] | 103298 |  | 46092 |  | 43351 |  |  | Single Pole | 0 |  | 95707,95708,95709,95710,95711,95712,103554,103555,103556,103557,103558,103559 | 0FXKOTtYf3kRrcedvXFkR1 | 1 |  | M_Lighting Switches:Single Pole:Single Pole:824335 |  |  | N/A | 1421 | N/A |  | N/A | N/A | N/A | N/A | N/A |  | 120 V/1-0 VA | N/A | Linked Revit Model : Clinic_A.rvt |  |  |  | Level: Level 1 |  |  |  | 1.200000 |  | 0.000000 | [5 empty] | 1.200000 |  |  |  |  | N/A | UNSET | N/A | N/A | TRUE | N/A | 0 | N/A | 0 | 0 | 0 | 0 | 0 | UNSET | N/A | N/A | FIXED | N/A | Switches | UNSET | N/A |  | N/A | N/A | N/A | 0 | L1 | 0 | N/A | N/A | N/A | 0 | [16 empty] | N/A |  |  |  | 23.80.50.11.14 | [7 empty] | Other |  | L41B | 1 | [5 empty] | 1291.669250 | 0.000000
1778 | 1B01 |  | 884012 | New Construction | N/A | [5 empty] | 103298 |  | 46441 |  | 43676 |  |  | Standard | 0 |  | 97872,97873,97874,97875,97876,97877,103571,103572,103573,103574,103575 | 0Oe4W3Rwf1Dht7uPdCMNyR | 1 |  | M_Duplex Receptacle:Standard:Standard:884012 |  |  | N/A | 1778 | N/A |  | N/A | N/A | N/A | N/A | N/A |  | 120 V/1-180 VA | N/A | Linked Revit Model : Clinic_A.rvt | UNSET |  |  | Level: Level 1 |  |  |  | 0.500000 | [7 empty] | 0.460000 |  |  |  |  | N/A | UNSET | N/A | N/A | TRUE | N/A | 0 | N/A | 0 | 0 | 0 | 0 | 0 | UNSET | N/A | N/A | FIXED | N/A | Ground Fault Receptacles | UNSET | N/A |  | N/A | N/A | N/A | 0 | L1 | 0 | N/A | N/A | N/A | 0 | [16 empty] | N/A |  |  |  | 23.80.50.11.17 | [7 empty] | Receptacle |  | N21B | 15 | [5 empty] | 1291.669250 | 0.000000 | 204 | 1937.503875 | TRUE
1779 | 1B01 |  | 884298 | New Construction | N/A | [5 empty] | 103298 |  | 46442 |  | 43677 |  |  | Standard | 0 |  | 97879,97880,97881,97882,97883,97884,103571,103572,103573,103574,103575 | 0Oe4W3Rwf1Dht7uPdCMNnz | 1 |  | M_Duplex Receptacle:Standard:Standard:884298 |  |  | N/A | 1779 | N/A |  | N/A | N/A | N/A | N/A | N/A |  | 120 V/1-180 VA | N/A | Linked Revit Model : Clinic_A.rvt | UNSET |  |  | Level: Level 1 |  |  |  | 0.500000 | [7 empty] | 0.460000 |  |  |  |  | N/A | UNSET | N/A | N/A | TRUE | N/A | 0 | N/A | 0 | 0 | 0 | 0 | 0 | UNSET | N/A | N/A | FIXED | N/A | Ground Fault Receptacles | UNSET | N/A |  | N/A | N/A | N/A | 0 | L1 | 0 | N/A | N/A | N/A | 0 | [16 empty] | N/A |  |  |  | 23.80.50.11.17 | [7 empty] | Receptacle |  | N21B | 15 | [5 empty] | 1291.669250 | 0.000000 | 205 | 1937.503875 | TRUE
1780 | 1B01 |  | 884423 | New Construction | N/A | [5 empty] | 103298 |  | 46443 |  | 43678 |  |  | Standard | 0 |  | 97885,97886,97887,97888,97889,97890,103571,103572,103573,103574,103575 | 0Oe4W3Rwf1Dht7uPdCMNpm | 1 |  | M_Duplex Receptacle:Standard:Standard:884423 |  |  | N/A | 1780 | N/A |  | N/A | N/A | N/A | N/A | N/A |  | 120 V/1-180 VA | N/A | Linked Revit Model : Clinic_A.rvt | UNSET |  |  | Level: Level 1 |  |  |  | 0.500000 | [7 empty] | 0.460000 |  |  |  |  | N/A | UNSET | N/A | N/A | TRUE | N/A | 0 | N/A | 0 | 0 | 0 | 0 | 0 | UNSET | N/A | N/A | FIXED | N/A | Ground Fault Receptacles | UNSET | N/A |  | N/A | N/A | N/A | 0 | L1 | 0 | N/A | N/A | N/A | 0 | [16 empty] | N/A |  |  |  | 23.80.50.11.17 | [7 empty] | Receptacle |  | N21B | 15 | [5 empty] | 1291.669250 | 0.000000 | 206 | 1937.503875 | TRUE
1781 | 1B01 |  | 884519 | New Construction | N/A | [5 empty] | 103298 |  | 46444 |  | 43679 |  |  | Standard | 0 |  | 97891,97892,97893,97894,97895,97896,103571,103572,103573,103574,103575 | 0Oe4W3Rwf1Dht7uPdCMNqG | 1 |  | M_Duplex Receptacle:Standard:Standard:884519 |  |  | N/A | 1781 | N/A |  | N/A | N/A | N/A | N/A | N/A |  | 120 V/1-180 VA | N/A | Linked Revit Model : Clinic_A.rvt | UNSET |  |  | Level: Level 1 |  |  |  | 0.500000 | [7 empty] | 0.460000 |  |  |  |  | N/A | UNSET | N/A | N/A | TRUE | N/A | 0 | N/A | 0 | 0 | 0 | 0 | 0 | UNSET | N/A | N/A | FIXED | N/A | Ground Fault Receptacles | UNSET | N/A |  | N/A | N/A | N/A | 0 | L1 | 0 | N/A | N/A | N/A | 0 | [16 empty] | N/A |  |  |  | 23.80.50.11.17 | [7 empty] | Receptacle |  | N21B | 13 | [5 empty] | 1291.669250 | 0.000000 | 207 | 1937.503875 | TRUE
1782 | 1B01 |  | 884698 | New Construction | N/A | [5 empty] | 103298 |  | 46445 |  | 43680 |  |  | Standard | 0 |  | 97897,97898,97899,97900,97901,97902,103571,103572,103573,103574,103575 | 0Oe4W3Rwf1Dht7uPdCMNtj | 1 |  | M_Duplex Receptacle:Standard:Standard:884698 |  |  | N/A | 1782 | N/A |  | N/A | N/A | N/A | N/A | N/A |  | 120 V/1-180 VA | N/A | Linked Revit Model : Clinic_A.rvt | UNSET |  |  | Level: Level 1 |  |  |  | 0.500000 | [7 empty] | 0.460000 |  |  |  |  | N/A | UNSET | N/A | N/A | TRUE | N/A | 0 | N/A | 0 | 0 | 0 | 0 | 0 | UNSET | N/A | N/A | FIXED | N/A | Ground Fault Receptacles | UNSET | N/A |  | N/A | N/A | N/A | 0 | L1 | 0 | N/A | N/A | N/A | 0 | [16 empty] | N/A |  |  |  | 23.80.50.11.17 | [7 empty] | Receptacle |  | N21B | 13 | [5 empty] | 1291.669250 | 0.000000 | 208 | 1937.503875 | TRUE
1783 | 1B01 |  | 884802 | New Construction | N/A | [5 empty] | 103298 |  | 46446 |  | 43681 |  |  | Standard | 0 |  | 97903,97904,97905,97906,97907,97908,103571,103572,103573,103574,103575 | 0Oe4W3Rwf1Dht7uPdCMO9r | 1 |  | M_Duplex Receptacle:Standard:Standard:884802 |  |  | N/A | 1783 | N/A |  | N/A | N/A | N/A | N/A | N/A |  | 120 V/1-180 VA | N/A | Linked Revit Model : Clinic_A.rvt | UNSET |  |  | Level: Level 1 |  |  |  | 0.500000 | [7 empty] | 0.460000 |  |  |  |  | N/A | UNSET | N/A | N/A | TRUE | N/A | 0 | N/A | 0 | 0 | 0 | 0 | 0 | UNSET | N/A | N/A | FIXED | N/A | Ground Fault Receptacles | UNSET | N/A |  | N/A | N/A | N/A | 0 | L1 | 0 | N/A | N/A | N/A | 0 | [16 empty] | N/A |  |  |  | 23.80.50.11.17 | [7 empty] | Receptacle |  | N21B | 15 | [5 empty] | 1291.669250 | 0.000000 | 209 | 1937.503875 | TRUE
674 | 1B02 | 0 | 743756 | New Construction | N/A |  | 0 |  | 0 |  | 103002 | Point+HemiSpherical | 45473 |  | 53344 | REF TYPE MARK | 0 | B3 - 610x610mm | 0 | 86969 | 91490,91491,91492,91493,91494,91495,91496,103543,103544,103545,103546,103547,103548,103549,103550,103551 | 312$WHH7b36fc6XaYoDl8p | 1 |  | M_Troffer Light - Parabolic Square:B3 - 610x610mm:B3 - 610x610mm:743756 |  | NO | N/A | 674 | N/A | 16777215 | N/A | N/A | N/A | N/A | N/A |  | 120 V/1-40 VA | N/A | Linked Revit Model : Clinic_A.rvt | UNSET |  |  | Level: Level 1 | UNSET | F | 0 | 2.680000 |  | 430.556417 | 0 | 0.050000 |  |  |  | 1.200000 |  |  | U-SHAPED, CRI=75 |  | N/A | UNSET | N/A | N/A | TRUE | N/A | 0 | N/A | 0 | 0 | 0 | 0 | 0 | UNSET | N/A | N/A | FIXED | N/A | Downlights | UNSET | N/A |  | N/A | N/A | N/A | 0 | L1 | 0 | N/A | N/A | N/A | 0 | UNSET | UNSET | 0 | 0 | 0 | 0 | 0 | [9 empty] | N/A |  |  |  | 23.80.70.11.14.11 |  |  | B3 |  |  |  | 1291.669250 | Lighting - Dwelling Unit | 1 | L41B | 1 |  |  | 3150.000000 | 32 | [8 empty] | Metal - Paint Finish - Dark Gray, Matte | Glass - White, High Luminance | Metal - Chrome
1419 | 1B02 |  | 823724 | New Construction | N/A | [5 empty] | 103002 |  | 46090 |  | 43349 |  |  | Single Pole | 0 |  | 95695,95696,95697,95698,95699,95700,103554,103555,103556,103557,103558,103559 | 0FXKOTtYf3kRrcedvXFkDY | 1 |  | M_Lighting Switches:Single Pole:Single Pole:823724 |  |  | N/A | 1419 | N/A |  | N/A | N/A | N/A | N/A | N/A |  | 120 V/1-0 VA | N/A | Linked Revit Model : Clinic_A.rvt |  |  |  | Level: Level 1 |  |  |  | 1.200000 |  | 0.000000 | [5 empty] | 1.200000 |  |  |  |  | N/A | UNSET | N/A | N/A | TRUE | N/A | 0 | N/A | 0 | 0 | 0 | 0 | 0 | UNSET | N/A | N/A | FIXED | N/A | Switches | UNSET | N/A |  | N/A | N/A | N/A | 0 | L1 | 0 | N/A | N/A | N/A | 0 | [16 empty] | N/A |  |  |  | 23.80.50.11.14 | [7 empty] | Other |  | L41B | 1 | [5 empty] | 1291.669250 | 0.000000
1784 | 1B02 |  | 884896 | New Construction | N/A | [5 empty] | 103002 |  | 46447 |  | 43682 |  |  | Standard | 0 |  | 97909,97910,97911,97912,97913,97914,103571,103572,103573,103574,103575 | 0Oe4W3Rwf1Dht7uPdCMOAN | 1 |  | M_Duplex Receptacle:Standard:Standard:884896 |  |  | N/A | 1784 | N/A |  | N/A | N/A | N/A | N/A | N/A |  | 120 V/1-180 VA | N/A | M_Lighting Switches : Single Pole | UNSET |  |  | Level: Level 1 |  |  |  | 0.500000 | [7 empty] | 0.460000 |  |  |  |  | N/A | UNSET | N/A | N/A | TRUE | N/A | 0 | N/A | 0 | 0 | 0 | 0 | 0 | UNSET | N/A | N/A | FIXED | N/A | Ground Fault Receptacles | UNSET | N/A |  | N/A | N/A | N/A | 0 | L1 | 0 | N/A | N/A | N/A | 0 | [16 empty] | N/A |  |  |  | 23.80.50.11.17 | [7 empty] | Receptacle |  | N21B | 17 | [5 empty] | 1291.669250 | 0.000000 | 210 | 1937.503875 | TRUE
588 | 1B03 | 0 | 741052 | New Construction | N/A |  | 0 |  | 0 |  | 103140 | Point+HemiSpherical | 45387 |  | 53258 | REF TYPE MARK | 0 | C1 - 0610x1219mm | 0 | 87055 | 90880,90881,90882,90883,90884,90885,90886,103435,103436,103437,103438,103439,103440,103441,103442,103451 | 2ikEQjpcTDnxUN0yGA3WRg | 1 |  | M_Troffer Light - Parabolic Rectangular:C1 - 0610x1219mm:C1 - 0610x1219mm:741052 |  | NO | N/A | 588 | N/A | 16777215 | N/A | N/A | N/A | N/A | N/A |  | 120 V/1-80 VA | N/A | <not associated> | UNSET |  |  | Level: Level 1 | UNSET | F | 0 | 2.680000 |  | 861.112833 | 0 | 0.050000 |  |  |  | 1.200000 |  |  | T8, 1219mm, RAPID START, CRI=75 |  | N/A | UNSET | N/A | N/A | TRUE | N/A | 0 | N/A | 0 | 0 | 0 | 0 | 0 | UNSET | N/A | N/A | FIXED | N/A | Downlights | UNSET | N/A | D5020210 | N/A | N/A | N/A | 0 | L1 | 0 | N/A | N/A | N/A | 0 | UNSET | UNSET | 0 | 0 | 0 | 0 | 0 | [9 empty] | N/A | Lighting - Fluorescent |  |  | 23.80.70.11.14.11 |  |  | C1 |  |  |  | 1291.669250 | Lighting - Dwelling Unit | 1 | L41B | 1 |  |  | 2900.000000 | 32 | [8 empty] | Metal - Paint Finish - Dark Gray, Matte | Glass - White, High Luminance | Metal - Chrome
589 | 1B03 | 0 | 741060 | New Construction | N/A |  | 0 |  | 0 |  | 103140 | Point+HemiSpherical | 45388 |  | 53259 | REF TYPE MARK | 0 | C1B - 0610x1219mm | 0 | 87054 | 90887,90888,90889,90890,90891,90892,90893,102967,102968,102969,102970,102971,102972,102973,102974,102985 | 2ikEQjpcTDnxUN0yGA3WQI | 1 |  | M_Troffer Light - Parabolic Rectangular:C1B - 0610x1219mm:C1B - 0610x1219mm:741060 |  | YES | N/A | 589 | N/A | 16777215 | N/A | N/A | N/A | N/A | N/A |  | 120 V/1-80 VA | N/A | <not associated> | UNSET |  |  | Level: Level 1 | UNSET | F | 0 | 2.680000 |  | 861.112833 | 0 | 0.050000 |  |  |  | 1.200000 |  |  | T8, 1219mm, RAPID START, CRI=75 |  | N/A | UNSET | N/A | N/A | TRUE | N/A | 0 | N/A | 0 | 0 | 0 | 0 | 0 | UNSET | N/A | N/A | FIXED | N/A | Downlights | UNSET | N/A | D5020210 | N/A | N/A | N/A | 0 | L1 | 0 | N/A | N/A | N/A | 0 | UNSET | UNSET | 0 | 0 | 0 | 0 | 0 | [9 empty] | N/A | Lighting - Fluorescent |  |  | 23.80.70.11.14.11 |  |  | C1B |  |  |  | 1291.669250 | Lighting - Dwelling Unit | 1 | L41B | 1 |  |  | 2900.000000 | 32 | [8 empty] | Metal - Paint Finish - Dark Gray, Matte | Glass - White, High Luminance | Metal - Chrome
1786 | 1B03 |  | 885220 | New Construction | N/A | [5 empty] | 103140 |  | 46449 |  | 43684 |  |  | Standard | 0 |  | 97921,97922,97923,97924,97925,97926,103571,103572,103573,103574,103575 | 0Oe4W3Rwf1Dht7uPdCMOFJ | 1 |  | M_Duplex Receptacle:Standard:Standard:885220 |  |  | N/A | 1786 | N/A |  | N/A | N/A | N/A | N/A | N/A |  | 120 V/1-180 VA | N/A | Linked Revit Model : Clinic_A.rvt | UNSET |  |  | Level: Level 1 |  |  |  | 0.500000 | [7 empty] | 0.460000 |  |  |  |  | N/A | UNSET | N/A | N/A | TRUE | N/A | 0 | N/A | 0 | 0 | 0 | 0 | 0 | UNSET | N/A | N/A | FIXED | N/A | Ground Fault Receptacles | UNSET | N/A |  | N/A | N/A | N/A | 0 | L1 | 0 | N/A | N/A | N/A | 0 | [16 empty] | N/A |  |  |  | 23.80.50.11.17 | [7 empty] | Receptacle |  | N21B | 17 | [5 empty] | 1291.669250 | 0.000000 | 212 | 1937.503875 | TRUE
1787 | 1B03 |  | 885451 | New Construction | N/A | [5 empty] | 103140 |  | 46450 |  | 43685 |  |  | Standard | 0 |  | 97927,97928,97929,97930,97931,97932,103571,103572,103573,103574,103575 | 0Oe4W3Rwf1Dht7uPdCMO3y | 1 |  | M_Duplex Receptacle:Standard:Standard:885451 |  |  | N/A | 1787 | N/A |  | N/A | N/A | N/A | N/A | N/A |  | 120 V/1-180 VA | N/A | Linked Revit Model : Clinic_A.rvt | UNSET |  |  | Level: Level 1 |  |  |  | 0.500000 | [7 empty] | 0.460000 |  |  |  |  | N/A | UNSET | N/A | N/A | TRUE | N/A | 0 | N/A | 0 | 0 | 0 | 0 | 0 | UNSET | N/A | N/A | FIXED | N/A | Ground Fault Receptacles | UNSET | N/A |  | N/A | N/A | N/A | 0 | L1 | 0 | N/A | N/A | N/A | 0 | [16 empty] | N/A |  |  |  | 23.80.50.11.17 | [7 empty] | Receptacle |  | N21B | 17 | [5 empty] | 1291.669250 | 0.000000 | 213 | 1937.503875 | TRUE
1788 | 1B03 |  | 886106 | New Construction | N/A | [5 empty] | 103140 |  | 46451 |  | 43686 |  |  | Standard | 0 |  | 97933,97934,97935,97936,97937,97938,103571,103572,103573,103574,103575 | 0Oe4W3Rwf1Dht7uPdCMOTj | 1 |  | M_Duplex Receptacle:Standard:Standard:886106 |  |  | N/A | 1788 | N/A |  | N/A | N/A | N/A | N/A | N/A |  | 120 V/1-180 VA | N/A | Linked Revit Model : Clinic_A.rvt | UNSET |  |  | Level: Level 1 |  |  |  | 0.500000 | [7 empty] | 0.460000 |  |  |  |  | N/A | UNSET | N/A | N/A | TRUE | N/A | 0 | N/A | 0 | 0 | 0 | 0 | 0 | UNSET | N/A | N/A | FIXED | N/A | Ground Fault Receptacles | UNSET | N/A |  | N/A | N/A | N/A | 0 | L1 | 0 | N/A | N/A | N/A | 0 | [16 empty] | N/A |  |  |  | 23.80.50.11.17 | [7 empty] | Receptacle |  | N21B | 13 | [5 empty] | 1291.669250 | 0.000000 | 214 | 1937.503875 | TRUE
358 | 1B04 | 0 | 738254 | New Construction | N/A |  | 0 |  | 0 |  | 103474 | Point+HemiSpherical | 45157 |  | 53028 | REF TYPE MARK | 0 | B1 - 0610x1219mm | 0 | 87285 | 89217,89218,89219,89220,89221,89222,89223,103561,103562,103563,103564,103565,103566,103567,103568,103569 | 17wj1NfVL9RPoveuB_LVg1 | 1 |  | M_Troffer Light - Parabolic Rectangular:B1 - 0610x1219mm:B1 - 0610x1219mm:738254 |  | NO | N/A | 358 | N/A | 16777215 | N/A | N/A | N/A | N/A | N/A |  | 120 V/1-80 VA | N/A | Linked Revit Model : Clinic_A.rvt | UNSET |  |  | Level: Level 1 | UNSET | F | 0 | 2.680000 |  | 861.112833 | 0 | 0.050000 |  |  |  | 1.200000 |  |  | T8, 1219mm, RAPID START, CRI=75 |  | N/A | UNSET | N/A | N/A | TRUE | N/A | 0 | N/A | 0 | 0 | 0 | 0 | 0 | UNSET | N/A | N/A | FIXED | N/A | Downlights | UNSET | N/A | D5020210 | N/A | N/A | N/A | 0 | L1 | 0 | N/A | N/A | N/A | 0 | UNSET | UNSET | 0 | 0 | 0 | 0 | 0 | [9 empty] | N/A | Lighting - Fluorescent |  |  | 23.80.70.11.14.11 |  |  | B1 |  |  |  | 1291.669250 | Lighting - Dwelling Unit | 1 | L41B | 1 |  |  | 2900.000000 | 32 | [8 empty] | Metal - Paint Finish - Dark Gray, Matte | Glass - White, High Luminance | Metal - Chrome
359 | 1B04 | 0 | 738255 | New Construction | N/A |  | 0 |  | 0 |  | 103474 | Point+HemiSpherical | 45158 |  | 53029 | REF TYPE MARK | 0 | B1 - 0610x1219mm | 0 | 87284 | 89224,89225,89226,89227,89228,89229,89230,103561,103562,103563,103564,103565,103566,103567,103568,103569 | 17wj1NfVL9RPoveuB_LVg0 | 1 |  | M_Troffer Light - Parabolic Rectangular:B1 - 0610x1219mm:B1 - 0610x1219mm:738255 |  | NO | N/A | 359 | N/A | 16777215 | N/A | N/A | N/A | N/A | N/A |  | 120 V/1-80 VA | N/A | <not associated> | UNSET |  |  | Level: Level 1 | UNSET | F | 0 | 2.680000 |  | 861.112833 | 0 | 0.050000 |  |  |  | 1.200000 |  |  | T8, 1219mm, RAPID START, CRI=75 |  | N/A | UNSET | N/A | N/A | TRUE | N/A | 0 | N/A | 0 | 0 | 0 | 0 | 0 | UNSET | N/A | N/A | FIXED | N/A | Downlights | UNSET | N/A | D5020210 | N/A | N/A | N/A | 0 | L1 | 0 | N/A | N/A | N/A | 0 | UNSET | UNSET | 0 | 0 | 0 | 0 | 0 | [9 empty] | N/A | Lighting - Fluorescent |  |  | 23.80.70.11.14.11 |  |  | B1 |  |  |  | 1291.669250 | Lighting - Dwelling Unit | 1 | L41B | 1 |  |  | 2900.000000 | 32 | [8 empty] | Metal - Paint Finish - Dark Gray, Matte | Glass - White, High Luminance | Metal - Chrome
360 | 1B04 | 0 | 738264 | New Construction | N/A |  | 0 |  | 0 |  | 103474 | Point+HemiSpherical | 45159 |  | 53030 | REF TYPE MARK | 0 | B1B - 0610x1219mm | 0 | 87283 | 89231,89232,89233,89234,89235,89236,89237,103443,103444,103445,103446,103447,103448,103449,103450,103452 | 17wj1NfVL9RPoveuB_LVgN | 1 |  | M_Troffer Light - Parabolic Rectangular:B1B - 0610x1219mm:B1B - 0610x1219mm:738264 |  | YES | N/A | 360 | N/A | 16777215 | N/A | N/A | N/A | N/A | N/A |  | 120 V/1-80 VA | N/A | Linked Revit Model : Clinic_A.rvt | UNSET |  |  | Level: Level 1 | UNSET | F | 0 | 2.680000 |  | 861.112833 | 0 | 0.050000 |  |  |  | 1.200000 |  |  | T8, 1219mm, RAPID START, CRI=75 |  | N/A | UNSET | N/A | N/A | TRUE | N/A | 0 | N/A | 0 | 0 | 0 | 0 | 0 | UNSET | N/A | N/A | FIXED | N/A | Downlights | UNSET | N/A | D5020210 | N/A | N/A | N/A | 0 | L1 | 0 | N/A | N/A | N/A | 0 | UNSET | UNSET | 0 | 0 | 0 | 0 | 0 | [9 empty] | N/A | Lighting - Fluorescent |  |  | 23.80.70.11.14.11 |  |  | B1B |  |  |  | 1291.669250 | Lighting - Dwelling Unit | 1 | L41B | 1 |  |  | 2900.000000 | 32 | [8 empty] | Metal - Paint Finish - Dark Gray, Matte | Glass - White, High Luminance | Metal - Chrome
361 | 1B04 | 0 | 738265 | New Construction | N/A |  | 0 |  | 0 |  | 103474 | Point+HemiSpherical | 45160 |  | 53031 | REF TYPE MARK | 0 | B1 - 0610x1219mm | 0 | 87282 | 89238,89239,89240,89241,89242,89243,89244,103561,103562,103563,103564,103565,103566,103567,103568,103569 | 17wj1NfVL9RPoveuB_LVgM | 1 |  | M_Troffer Light - Parabolic Rectangular:B1 - 0610x1219mm:B1 - 0610x1219mm:738265 |  | NO | N/A | 361 | N/A | 16777215 | N/A | N/A | N/A | N/A | N/A |  | 120 V/1-80 VA | N/A | <not associated> | UNSET |  |  | Level: Level 1 | UNSET | F | 0 | 2.680000 |  | 861.112833 | 0 | 0.050000 |  |  |  | 1.200000 |  |  | T8, 1219mm, RAPID START, CRI=75 |  | N/A | UNSET | N/A | N/A | TRUE | N/A | 0 | N/A | 0 | 0 | 0 | 0 | 0 | UNSET | N/A | N/A | FIXED | N/A | Downlights | UNSET | N/A | D5020210 | N/A | N/A | N/A | 0 | L1 | 0 | N/A | N/A | N/A | 0 | UNSET | UNSET | 0 | 0 | 0 | 0 | 0 | [9 empty] | N/A | Lighting - Fluorescent |  |  | 23.80.70.11.14.11 |  |  | B1 |  |  |  | 1291.669250 | Lighting - Dwelling Unit | 1 | L41B | 1 |  |  | 2900.000000 | 32 | [8 empty] | Metal - Paint Finish - Dark Gray, Matte | Glass - White, High Luminance | Metal - Chrome
362 | 1B04 | 0 | 738276 | New Construction | N/A |  | 0 |  | 0 |  | 103474 | Point+HemiSpherical | 45161 |  | 53032 | REF TYPE MARK | 0 | B1 - 0610x1219mm | 0 | 87281 | 89245,89246,89247,89248,89249,89250,89251,103561,103562,103563,103564,103565,103566,103567,103568,103569 | 17wj1NfVL9RPoveuB_LVgh | 1 |  | M_Troffer Light - Parabolic Rectangular:B1 - 0610x1219mm:B1 - 0610x1219mm:738276 |  | NO | N/A | 362 | N/A | 16777215 | N/A | N/A | N/A | N/A | N/A |  | 120 V/1-80 VA | N/A | Linked Revit Model : Clinic_A.rvt | UNSET |  |  | Level: Level 1 | UNSET | F | 0 | 2.680000 |  | 861.112833 | 0 | 0.050000 |  |  |  | 1.200000 |  |  | T8, 1219mm, RAPID START, CRI=75 |  | N/A | UNSET | N/A | N/A | TRUE | N/A | 0 | N/A | 0 | 0 | 0 | 0 | 0 | UNSET | N/A | N/A | FIXED | N/A | Downlights | UNSET | N/A | D5020210 | N/A | N/A | N/A | 0 | L1 | 0 | N/A | N/A | N/A | 0 | UNSET | UNSET | 0 | 0 | 0 | 0 | 0 | [9 empty] | N/A | Lighting - Fluorescent |  |  | 23.80.70.11.14.11 |  |  | B1 |  |  |  | 1291.669250 | Lighting - Dwelling Unit | 1 | L41B | 1 |  |  | 2900.000000 | 32 | [8 empty] | Metal - Paint Finish - Dark Gray, Matte | Glass - White, High Luminance | Metal - Chrome
363 | 1B04 | 0 | 738277 | New Construction | N/A |  | 0 |  | 0 |  | 103474 | Point+HemiSpherical | 45162 |  | 53033 | REF TYPE MARK | 0 | B1 - 0610x1219mm | 0 | 87280 | 89252,89253,89254,89255,89256,89257,89258,103561,103562,103563,103564,103565,103566,103567,103568,103569 | 17wj1NfVL9RPoveuB_LVgg | 1 |  | M_Troffer Light - Parabolic Rectangular:B1 - 0610x1219mm:B1 - 0610x1219mm:738277 |  | NO | N/A | 363 | N/A | 16777215 | N/A | N/A | N/A | N/A | N/A |  | 120 V/1-80 VA | N/A | <not associated> | UNSET |  |  | Level: Level 1 | UNSET | F | 0 | 2.680000 |  | 861.112833 | 0 | 0.050000 |  |  |  | 1.200000 |  |  | T8, 1219mm, RAPID START, CRI=75 |  | N/A | UNSET | N/A | N/A | TRUE | N/A | 0 | N/A | 0 | 0 | 0 | 0 | 0 | UNSET | N/A | N/A | FIXED | N/A | Downlights | UNSET | N/A | D5020210 | N/A | N/A | N/A | 0 | L1 | 0 | N/A | N/A | N/A | 0 | UNSET | UNSET | 0 | 0 | 0 | 0 | 0 | [9 empty] | N/A | Lighting - Fluorescent |  |  | 23.80.70.11.14.11 |  |  | B1 |  |  |  | 1291.669250 | Lighting - Dwelling Unit | 1 | L41B | 1 |  |  | 2900.000000 | 32 | [8 empty] | Metal - Paint Finish - Dark Gray, Matte | Glass - White, High Luminance | Metal - Chrome
364 | 1B04 | 0 | 738286 | New Construction | N/A |  | 0 |  | 0 |  | 103474 | Point+HemiSpherical | 45163 |  | 53034 | REF TYPE MARK | 0 | B1 - 0610x1219mm | 0 | 87279 | 89259,89260,89261,89262,89263,89264,89265,103561,103562,103563,103564,103565,103566,103567,103568,103569 | 17wj1NfVL9RPoveuB_LVgX | 1 |  | M_Troffer Light - Parabolic Rectangular:B1 - 0610x1219mm:B1 - 0610x1219mm:738286 |  | NO | N/A | 364 | N/A | 16777215 | N/A | N/A | N/A | N/A | N/A |  | 120 V/1-80 VA | N/A | Linked Revit Model : Clinic_A.rvt | UNSET |  |  | Level: Level 1 | UNSET | F | 0 | 2.680000 |  | 861.112833 | 0 | 0.050000 |  |  |  | 1.200000 |  |  | T8, 1219mm, RAPID START, CRI=75 |  | N/A | UNSET | N/A | N/A | TRUE | N/A | 0 | N/A | 0 | 0 | 0 | 0 | 0 | UNSET | N/A | N/A | FIXED | N/A | Downlights | UNSET | N/A | D5020210 | N/A | N/A | N/A | 0 | L1 | 0 | N/A | N/A | N/A | 0 | UNSET | UNSET | 0 | 0 | 0 | 0 | 0 | [9 empty] | N/A | Lighting - Fluorescent |  |  | 23.80.70.11.14.11 |  |  | B1 |  |  |  | 1291.669250 | Lighting - Dwelling Unit | 1 | L41B | 1 |  |  | 2900.000000 | 32 | [8 empty] | Metal - Paint Finish - Dark Gray, Matte | Glass - White, High Luminance | Metal - Chrome
365 | 1B04 | 0 | 738287 | New Construction | N/A |  | 0 |  | 0 |  | 103474 | Point+HemiSpherical | 45164 |  | 53035 | REF TYPE MARK | 0 | B1B - 0610x1219mm | 0 | 87278 | 89266,89267,89268,89269,89270,89271,89272,103443,103444,103445,103446,103447,103448,103449,103450,103452 | 17wj1NfVL9RPoveuB_LVgW | 1 |  | M_Troffer Light - Parabolic Rectangular:B1B - 0610x1219mm:B1B - 0610x1219mm:738287 |  | YES | N/A | 365 | N/A | 16777215 | N/A | N/A | N/A | N/A | N/A |  | 120 V/1-80 VA | N/A | <not associated> | UNSET |  |  | Level: Level 1 | UNSET | F | 0 | 2.680000 |  | 861.112833 | 0 | 0.050000 |  |  |  | 1.200000 |  |  | T8, 1219mm, RAPID START, CRI=75 |  | N/A | UNSET | N/A | N/A | TRUE | N/A | 0 | N/A | 0 | 0 | 0 | 0 | 0 | UNSET | N/A | N/A | FIXED | N/A | Downlights | UNSET | N/A | D5020210 | N/A | N/A | N/A | 0 | L1 | 0 | N/A | N/A | N/A | 0 | UNSET | UNSET | 0 | 0 | 0 | 0 | 0 | [9 empty] | N/A | Lighting - Fluorescent |  |  | 23.80.70.11.14.11 |  |  | B1B |  |  |  | 1291.669250 | Lighting - Dwelling Unit | 1 | L41B | 1 |  |  | 2900.000000 | 32 | [8 empty] | Metal - Paint Finish - Dark Gray, Matte | Glass - White, High Luminance | Metal - Chrome
366 | 1B04 | 0 | 738383 | New Construction | N/A |  | 0 |  | 0 |  | 103474 | Point+HemiSpherical | 45165 |  | 53036 | REF TYPE MARK | 0 | B1 - 0610x1219mm | 0 | 87277 | 89273,89274,89275,89276,89277,89278,89279,103561,103562,103563,103564,103565,103566,103567,103568,103569 | 23zemjdlrEywu0vwSxM29Y | 1 |  | M_Troffer Light - Parabolic Rectangular:B1 - 0610x1219mm:B1 - 0610x1219mm:738383 |  | NO | N/A | 366 | N/A | 16777215 | N/A | N/A | N/A | N/A | N/A |  | 120 V/1-80 VA | N/A | <not associated> | UNSET |  |  | Level: Level 1 | UNSET | F | 0 | 2.680000 |  | 861.112833 | 0 | 0.050000 |  |  |  | 1.200000 |  |  | T8, 1219mm, RAPID START, CRI=75 |  | N/A | UNSET | N/A | N/A | TRUE | N/A | 0 | N/A | 0 | 0 | 0 | 0 | 0 | UNSET | N/A | N/A | FIXED | N/A | Downlights | UNSET | N/A | D5020210 | N/A | N/A | N/A | 0 | L1 | 0 | N/A | N/A | N/A | 0 | UNSET | UNSET | 0 | 0 | 0 | 0 | 0 | [9 empty] | N/A | Lighting - Fluorescent |  |  | 23.80.70.11.14.11 |  |  | B1 |  |  |  | 1291.669250 | Lighting - Dwelling Unit | 1 | L41B | 1 |  |  | 2900.000000 | 32 | [8 empty] | Metal - Paint Finish - Dark Gray, Matte | Glass - White, High Luminance | Metal - Chrome
1413 | 1B04 |  | 822413 | New Construction | N/A | [5 empty] | 103474 |  | 46084 |  | 43343 |  |  | Single Pole | 0 |  | 95659,95660,95661,95662,95663,95664,103554,103555,103556,103557,103558,103559 | 0FXKOTtYf3kRrcedvXFlv3 | 1 |  | M_Lighting Switches:Single Pole:Single Pole:822413 |  |  | N/A | 1413 | N/A |  | N/A | N/A | N/A | N/A | N/A |  | 120 V/1-0 VA | N/A | Linked Revit Model : Clinic_A.rvt |  |  |  | Level: Level 1 |  |  |  | 1.200000 |  | 0.000000 | [5 empty] | 1.200000 |  |  |  |  | N/A | UNSET | N/A | N/A | TRUE | N/A | 0 | N/A | 0 | 0 | 0 | 0 | 0 | UNSET | N/A | N/A | FIXED | N/A | Switches | UNSET | N/A |  | N/A | N/A | N/A | 0 | L1 | 0 | N/A | N/A | N/A | 0 | [16 empty] | N/A |  |  |  | 23.80.50.11.14 | [7 empty] | Other |  | L41B | 1 | [5 empty] | 1291.669250 | 0.000000
1418 | 1B04 |  | 823139 | New Construction | N/A | [5 empty] | 103474 |  | 46089 |  | 43348 |  |  | Single Pole | 0 |  | 95689,95690,95691,95692,95693,95694,103554,103555,103556,103557,103558,103559 | 0FXKOTtYf3kRrcedvXFlsj | 1 |  | M_Lighting Switches:Single Pole:Single Pole:823139 |  |  | N/A | 1418 | N/A |  | N/A | N/A | N/A | N/A | N/A |  | 120 V/1-0 VA | N/A | Linked Revit Model : Clinic_A.rvt |  |  |  | Level: Level 1 |  |  |  | 1.200000 |  | 0.000000 | [5 empty] | 1.200000 |  |  |  |  | N/A | UNSET | N/A | N/A | TRUE | N/A | 0 | N/A | 0 | 0 | 0 | 0 | 0 | UNSET | N/A | N/A | FIXED | N/A | Switches | UNSET | N/A |  | N/A | N/A | N/A | 0 | L1 | 0 | N/A | N/A | N/A | 0 | [16 empty] | N/A |  |  |  | 23.80.50.11.14 | [7 empty] | Other |  | L41B | 1 | [5 empty] | 1291.669250 | 0.000000
1789 | 1B04 |  | 886255 | New Construction | N/A | [5 empty] | 103474 |  | 46453 |  | 43687 |  |  | Standard | 0 |  | 97939,97940,97941,97942,97943,97944,103571,103572,103573,103574,103575 | 0Oe4W3Rwf1Dht7uPdCMOVO | 1 |  | M_Duplex Receptacle:Standard:Standard:886255 |  |  | N/A | 1789 | N/A |  | N/A | N/A | N/A | N/A | N/A |  | 120 V/1-180 VA | N/A | Linked Revit Model : Clinic_A.rvt | UNSET |  |  | Level: Level 1 |  |  |  | 0.500000 | [7 empty] | 0.460000 |  |  |  |  | N/A | UNSET | N/A | N/A | TRUE | N/A | 0 | N/A | 0 | 0 | 0 | 0 | 0 | UNSET | N/A | N/A | FIXED | N/A | Ground Fault Receptacles | UNSET | N/A |  | N/A | N/A | N/A | 0 | L1 | 0 | N/A | N/A | N/A | 0 | [16 empty] | N/A |  |  |  | 23.80.50.11.17 | [7 empty] | Receptacle |  | N21B | 17 | [5 empty] | 1291.669250 | 0.000000 | 215 | 1937.503875 | TRUE
1791 | 1B04 |  | 886424 | New Construction | N/A | [5 empty] | 103474 |  | 46455 |  | 43689 |  |  | Standard | 0 |  | 97951,97952,97953,97954,97955,97956,103571,103572,103573,103574,103575 | 0Oe4W3Rwf1Dht7uPdCMOIl | 1 |  | M_Duplex Receptacle:Standard:Standard:886424 |  |  | N/A | 1791 | N/A |  | N/A | N/A | N/A | N/A | N/A |  | 120 V/1-180 VA | N/A | Linked Revit Model : Clinic_A.rvt | UNSET |  |  | Level: Level 1 |  |  |  | 0.500000 | [7 empty] | 0.460000 |  |  |  |  | N/A | UNSET | N/A | N/A | TRUE | N/A | 0 | N/A | 0 | 0 | 0 | 0 | 0 | UNSET | N/A | N/A | FIXED | N/A | Ground Fault Receptacles | UNSET | N/A |  | N/A | N/A | N/A | 0 | L1 | 0 | N/A | N/A | N/A | 0 | [16 empty] | N/A |  |  |  | 23.80.50.11.17 | [7 empty] | Receptacle |  | N21B | 6 | [5 empty] | 1291.669250 | 0.000000 | 217 | 1937.503875 | TRUE
1792 | 1B04 |  | 886468 | New Construction | N/A | [5 empty] | 103474 |  | 46456 |  | 43690 |  |  | Standard | 0 |  | 97957,97958,97959,97960,97961,97962,103571,103572,103573,103574,103575 | 0Oe4W3Rwf1Dht7uPdCMOJp | 1 |  | M_Duplex Receptacle:Standard:Standard:886468 |  |  | N/A | 1792 | N/A |  | N/A | N/A | N/A | N/A | N/A |  | 120 V/1-180 VA | N/A | Linked Revit Model : Clinic_A.rvt | UNSET |  |  | Level: Level 1 |  |  |  | 0.500000 | [7 empty] | 0.460000 |  |  |  |  | N/A | UNSET | N/A | N/A | TRUE | N/A | 0 | N/A | 0 | 0 | 0 | 0 | 0 | UNSET | N/A | N/A | FIXED | N/A | Ground Fault Receptacles | UNSET | N/A |  | N/A | N/A | N/A | 0 | L1 | 0 | N/A | N/A | N/A | 0 | [16 empty] | N/A |  |  |  | 23.80.50.11.17 | [7 empty] | Receptacle |  | N21B | 4 | [5 empty] | 1291.669250 | 0.000000 | 218 | 1937.503875 | TRUE
1794 | 1B04 |  | 886710 | New Construction | N/A | [5 empty] | 103474 |  | 46458 |  | 43692 |  |  | Standard | 0 |  | 97969,97970,97971,97972,97973,97974,103571,103572,103573,103574,103575 | 0Oe4W3Rwf1Dht7uPdCMOM1 | 1 |  | M_Duplex Receptacle:Standard:Standard:886710 |  |  | N/A | 1794 | N/A |  | N/A | N/A | N/A | N/A | N/A |  | 120 V/1-180 VA | N/A | Linked Revit Model : Clinic_A.rvt | UNSET |  |  | Level: Level 1 |  |  |  | 0.500000 | [7 empty] | 0.460000 |  |  |  |  | N/A | UNSET | N/A | N/A | TRUE | N/A | 0 | N/A | 0 | 0 | 0 | 0 | 0 | UNSET | N/A | N/A | FIXED | N/A | Ground Fault Receptacles | UNSET | N/A |  | N/A | N/A | N/A | 0 | L1 | 0 | N/A | N/A | N/A | 0 | [16 empty] | N/A |  |  |  | 23.80.50.11.17 | [7 empty] | Receptacle |  | N21B | 2 | [5 empty] | 1291.669250 | 0.000000 | 220 | 1937.503875 | TRUE
1795 | 1B04 |  | 886763 | New Construction | N/A | [5 empty] | 103474 |  | 46459 |  | 43693 |  |  | Standard | 0 |  | 97976,97977,97978,97979,97980,97981,103571,103572,103573,103574,103575 | 0Oe4W3Rwf1Dht7uPdCMONS | 1 |  | M_Duplex Receptacle:Standard:Standard:886763 |  |  | N/A | 1795 | N/A |  | N/A | N/A | N/A | N/A | N/A |  | 120 V/1-180 VA | N/A | Linked Revit Model : Clinic_A.rvt | UNSET |  |  | Level: Level 1 |  |  |  | 0.500000 | [7 empty] | 0.460000 |  |  |  |  | N/A | UNSET | N/A | N/A | TRUE | N/A | 0 | N/A | 0 | 0 | 0 | 0 | 0 | UNSET | N/A | N/A | FIXED | N/A | Ground Fault Receptacles | UNSET | N/A |  | N/A | N/A | N/A | 0 | L1 | 0 | N/A | N/A | N/A | 0 | [16 empty] | N/A |  |  |  | 23.80.50.11.17 | [7 empty] | Receptacle |  | N21B | 19 | [5 empty] | 1291.669250 | 0.000000 | 221 | 1937.503875 | TRUE
1796 | 1B04 |  | 886806 | New Construction | N/A | [5 empty] | 103474 |  | 46460 |  | 43694 |  |  | Standard | 0 |  | 97983,97984,97985,97986,97987,97988,103571,103572,103573,103574,103575 | 0Oe4W3Rwf1Dht7uPdCMOeX | 1 |  | M_Duplex Receptacle:Standard:Standard:886806 |  |  | N/A | 1796 | N/A |  | N/A | N/A | N/A | N/A | N/A |  | 120 V/1-180 VA | N/A | Linked Revit Model : Clinic_A.rvt | UNSET |  |  | Level: Level 1 |  |  |  | 0.500000 | [7 empty] | 0.460000 |  |  |  |  | N/A | UNSET | N/A | N/A | TRUE | N/A | 0 | N/A | 0 | 0 | 0 | 0 | 0 | UNSET | N/A | N/A | FIXED | N/A | Ground Fault Receptacles | UNSET | N/A |  | N/A | N/A | N/A | 0 | L1 | 0 | N/A | N/A | N/A | 0 | [16 empty] | N/A |  |  |  | 23.80.50.11.17 | [7 empty] | Receptacle |  | N21B | 16 | [5 empty] | 1291.669250 | 0.000000 | 222 | 1937.503875 | TRUE
1797 | 1B04 |  | 886960 | New Construction | N/A | [5 empty] | 103474 |  | 46461 |  | 43695 |  |  | Standard | 0 |  | 97990,97991,97992,97993,97994,97995,103571,103572,103573,103574,103575 | 0Oe4W3Rwf1Dht7uPdCMOg7 | 1 |  | M_Duplex Receptacle:Standard:Standard:886960 |  |  | N/A | 1797 | N/A |  | N/A | N/A | N/A | N/A | N/A |  | 120 V/1-180 VA | N/A | Linked Revit Model : Clinic_A.rvt | UNSET |  |  | Level: Level 1 |  |  |  | 0.500000 | [7 empty] | 0.460000 |  |  |  |  | N/A | UNSET | N/A | N/A | TRUE | N/A | 0 | N/A | 0 | 0 | 0 | 0 | 0 | UNSET | N/A | N/A | FIXED | N/A | Ground Fault Receptacles | UNSET | N/A |  | N/A | N/A | N/A | 0 | L1 | 0 | N/A | N/A | N/A | 0 | [16 empty] | N/A |  |  |  | 23.80.50.11.17 | [7 empty] | Receptacle |  | N21B | 23 | [5 empty] | 1291.669250 | 0.000000 | 223 | 1937.503875 | TRUE
1798 | 1B04 |  | 887170 | New Construction | N/A | [5 empty] | 103474 |  | 46462 |  | 43696 |  |  | Standard | 0 |  | 97997,97998,97999,98000,98001,98002,103571,103572,103573,103574,103575 | 0Oe4W3Rwf1Dht7uPdCMOkr | 1 |  | M_Duplex Receptacle:Standard:Standard:887170 |  |  | N/A | 1798 | N/A |  | N/A | N/A | N/A | N/A | N/A |  | 120 V/1-180 VA | N/A | Linked Revit Model : Clinic_A.rvt | UNSET |  |  | Level: Level 1 |  |  |  | 0.500000 | [7 empty] | 0.460000 |  |  |  |  | N/A | UNSET | N/A | N/A | TRUE | N/A | 0 | N/A | 0 | 0 | 0 | 0 | 0 | UNSET | N/A | N/A | FIXED | N/A | Ground Fault Receptacles | UNSET | N/A |  | N/A | N/A | N/A | 0 | L1 | 0 | N/A | N/A | N/A | 0 | [16 empty] | N/A |  |  |  | 23.80.50.11.17 | [7 empty] | Receptacle |  | N21B | 23 | [5 empty] | 1291.669250 | 0.000000 | 224 | 1937.503875 | TRUE
1799 | 1B04 |  | 887213 | New Construction | N/A | [5 empty] | 103474 |  | 46463 |  | 43697 |  |  | Standard | 0 |  | 98004,98005,98006,98007,98008,98009,103571,103572,103573,103574,103575 | 0Oe4W3Rwf1Dht7uPdCMOkQ | 1 |  | M_Duplex Receptacle:Standard:Standard:887213 |  |  | N/A | 1799 | N/A |  | N/A | N/A | N/A | N/A | N/A |  | 120 V/1-180 VA | N/A | Linked Revit Model : Clinic_A.rvt | UNSET |  |  | Level: Level 1 |  |  |  | 0.500000 | [7 empty] | 0.460000 |  |  |  |  | N/A | UNSET | N/A | N/A | TRUE | N/A | 0 | N/A | 0 | 0 | 0 | 0 | 0 | UNSET | N/A | N/A | FIXED | N/A | Ground Fault Receptacles | UNSET | N/A |  | N/A | N/A | N/A | 0 | L1 | 0 | N/A | N/A | N/A | 0 | [16 empty] | N/A |  |  |  | 23.80.50.11.17 | [7 empty] | Receptacle |  | N21B | 21 | [5 empty] | 1291.669250 | 0.000000 | 225 | 1937.503875 | TRUE
1800 | 1B04 |  | 887484 | New Construction | N/A | [5 empty] | 103474 |  | 46464 |  | 43698 |  |  | Standard | 0 |  | 98011,98012,98013,98014,98015,98016,103571,103572,103573,103574,103575 | 0Oe4W3Rwf1Dht7uPdCMOYB | 1 |  | M_Duplex Receptacle:Standard:Standard:887484 |  |  | N/A | 1800 | N/A |  | N/A | N/A | N/A | N/A | N/A |  | 120 V/1-180 VA | N/A | Linked Revit Model : Clinic_A.rvt | UNSET |  |  | Level: Level 1 |  |  |  | 0.500000 | [7 empty] | 0.460000 |  |  |  |  | N/A | UNSET | N/A | N/A | TRUE | N/A | 0 | N/A | 0 | 0 | 0 | 0 | 0 | UNSET | N/A | N/A | FIXED | N/A | Ground Fault Receptacles | UNSET | N/A |  | N/A | N/A | N/A | 0 | L1 | 0 | N/A | N/A | N/A | 0 | [16 empty] | N/A |  |  |  | 23.80.50.11.17 | [7 empty] | Receptacle |  | N21B | 21 | [5 empty] | 1291.669250 | 0.000000 | 226 | 1937.503875 | TRUE
1801 | 1B04 |  | 887569 | New Construction | N/A | [5 empty] | 103474 |  | 46465 |  | 43699 |  |  | Standard | 0 |  | 98018,98019,98020,98021,98022,98023,103571,103572,103573,103574,103575 | 0Oe4W3Rwf1Dht7uPdCMOac | 1 |  | M_Duplex Receptacle:Standard:Standard:887569 |  |  | N/A | 1801 | N/A |  | N/A | N/A | N/A | N/A | N/A |  | 120 V/1-180 VA | N/A | Linked Revit Model : Clinic_A.rvt | UNSET |  |  | Level: Level 1 |  |  |  | 0.500000 | [7 empty] | 0.460000 |  |  |  |  | N/A | UNSET | N/A | N/A | TRUE | N/A | 0 | N/A | 0 | 0 | 0 | 0 | 0 | UNSET | N/A | N/A | FIXED | N/A | Ground Fault Receptacles | UNSET | N/A |  | N/A | N/A | N/A | 0 | L1 | 0 | N/A | N/A | N/A | 0 | [16 empty] | N/A |  |  |  | 23.80.50.11.17 | [7 empty] | Receptacle |  | N21B | 19 | [5 empty] | 1291.669250 | 0.000000 | 227 | 1937.503875 | TRUE
1802 | 1B04 |  | 887737 | New Construction | N/A | [5 empty] | 103474 |  | 46466 |  | 43700 |  |  | Standard | 0 |  | 98024,98025,98026,98027,98028,98029,103571,103572,103573,103574,103575 | 0Oe4W3Rwf1Dht7uPdCMOcE | 1 |  | M_Duplex Receptacle:Standard:Standard:887737 |  |  | N/A | 1802 | N/A |  | N/A | N/A | N/A | N/A | N/A |  | 120 V/1-180 VA | N/A | Linked Revit Model : Clinic_A.rvt | UNSET |  |  | Level: Level 1 |  |  |  | 0.500000 | [7 empty] | 0.460000 |  |  |  |  | N/A | UNSET | N/A | N/A | TRUE | N/A | 0 | N/A | 0 | 0 | 0 | 0 | 0 | UNSET | N/A | N/A | FIXED | N/A | Ground Fault Receptacles | UNSET | N/A |  | N/A | N/A | N/A | 0 | L1 | 0 | N/A | N/A | N/A | 0 | [16 empty] | N/A |  |  |  | 23.80.50.11.17 | [7 empty] | Receptacle |  | N21B | 19 | [5 empty] | 1291.669250 | 0.000000 | 228 | 1937.503875 | TRUE
1803 | 1B04 |  | 887883 | New Construction | N/A | [5 empty] | 103474 |  | 46467 |  | 43701 |  |  | Standard | 0 |  | 98030,98031,98032,98033,98034,98035,103571,103572,103573,103574,103575 | 0Oe4W3Rwf1Dht7uPdCMOvy | 1 |  | M_Duplex Receptacle:Standard:Standard:887883 |  |  | N/A | 1803 | N/A |  | N/A | N/A | N/A | N/A | N/A |  | 120 V/1-180 VA | N/A | Linked Revit Model : Clinic_A.rvt | UNSET |  |  | Level: Level 1 |  |  |  | 0.500000 | [7 empty] | 0.460000 |  |  |  |  | N/A | UNSET | N/A | N/A | TRUE | N/A | 0 | N/A | 0 | 0 | 0 | 0 | 0 | UNSET | N/A | N/A | FIXED | N/A | Ground Fault Receptacles | UNSET | N/A |  | N/A | N/A | N/A | 0 | L1 | 0 | N/A | N/A | N/A | 0 | [16 empty] | N/A |  |  |  | 23.80.50.11.17 | [7 empty] | Receptacle |  | N21B | 19 | [5 empty] | 1291.669250 | 0.000000 | 229 | 1937.503875 | TRUE
1804 | 1B04 |  | 887927 | New Construction | N/A | [5 empty] | 103474 |  | 46468 |  | 43702 |  |  | Standard | 0 |  | 98036,98037,98038,98039,98040,98041,103571,103572,103573,103574,103575 | 0Oe4W3Rwf1Dht7uPdCMOv0 | 1 |  | M_Duplex Receptacle:Standard:Standard:887927 |  |  | N/A | 1804 | N/A |  | N/A | N/A | N/A | N/A | N/A |  | 120 V/1-180 VA | N/A | Linked Revit Model : Clinic_A.rvt | UNSET |  |  | Level: Level 1 |  |  |  | 0.500000 | [7 empty] | 0.460000 |  |  |  |  | N/A | UNSET | N/A | N/A | TRUE | N/A | 0 | N/A | 0 | 0 | 0 | 0 | 0 | UNSET | N/A | N/A | FIXED | N/A | Ground Fault Receptacles | UNSET | N/A |  | N/A | N/A | N/A | 0 | L1 | 0 | N/A | N/A | N/A | 0 | [16 empty] | N/A |  |  |  | 23.80.50.11.17 | [7 empty] | Receptacle |  | N21B | 20 | [5 empty] | 1291.669250 | 0.000000 | 230 | 1937.503875 | TRUE
1807 | 1B04 |  | 888107 | New Construction | N/A | [5 empty] | 103474 |  | 46471 |  | 43705 |  |  | Standard | 0 |  | 98054,98055,98056,98057,98058,98059,103571,103572,103573,103574,103575 | 0Oe4W3Rwf1Dht7uPdCMOyS | 1 |  | M_Duplex Receptacle:Standard:Standard:888107 |  |  | N/A | 1807 | N/A |  | N/A | N/A | N/A | N/A | N/A |  | 120 V/1-180 VA | N/A | Linked Revit Model : Clinic_A.rvt | UNSET |  |  | Level: Level 1 |  |  |  | 0.500000 | [7 empty] | 0.460000 |  |  |  |  | N/A | UNSET | N/A | N/A | TRUE | N/A | 0 | N/A | 0 | 0 | 0 | 0 | 0 | UNSET | N/A | N/A | FIXED | N/A | Ground Fault Receptacles | UNSET | N/A |  | N/A | N/A | N/A | 0 | L1 | 0 | N/A | N/A | N/A | 0 | [16 empty] | N/A |  |  |  | 23.80.50.11.17 | [7 empty] | Receptacle |  | N21B | 14 | [5 empty] | 1291.669250 | 0.000000 | 233 | 1937.503875 | TRUE
1858 | 1B04 |  | 895058 | New Construction | N/A | [5 empty] | 103474 |  | 46525 |  | 43756 |  |  | Standard | 0 |  | 98374,98375,98376,98377,98378,98379,103571,103572,103573,103574,103575 | 0Oe4W3Rwf1Dht7uPdCMQfb | 1 |  | M_Duplex Receptacle:Standard:Standard:895058 |  |  | N/A | 1858 | N/A |  | N/A | N/A | N/A | N/A | N/A |  | 120 V/1-180 VA | N/A | Linked Revit Model : Clinic_A.rvt | UNSET |  |  | Level: Level 1 |  |  |  | 0.500000 | [7 empty] | 0.460000 |  |  |  |  | N/A | UNSET | N/A | N/A | TRUE | N/A | 0 | N/A | 0 | 0 | 0 | 0 | 0 | UNSET | N/A | N/A | FIXED | N/A | Ground Fault Receptacles | UNSET | N/A |  | N/A | N/A | N/A | 0 | L1 | 0 | N/A | N/A | N/A | 0 | [16 empty] | N/A |  |  |  | 23.80.50.11.17 | [7 empty] | Receptacle |  | N21B | 14 | [5 empty] | 1291.669250 | 0.000000 | 284 | 1937.503875 | TRUE
669 | 1B05 | 0 | 743708 | New Construction | N/A |  | 0 |  | 0 |  | 103001 | Point+HemiSpherical | 45468 |  | 53339 | REF TYPE MARK | 0 | B3 - 610x610mm | 0 | 86974 | 91455,91456,91457,91458,91459,91460,91461,103543,103544,103545,103546,103547,103548,103549,103550,103551 | 312$WHH7b36fc6XaYoDl9Z | 1 |  | M_Troffer Light - Parabolic Square:B3 - 610x610mm:B3 - 610x610mm:743708 |  | NO | N/A | 669 | N/A | 16777215 | N/A | N/A | N/A | N/A | N/A |  | 120 V/1-40 VA | N/A | Linked Revit Model : Clinic_A.rvt | UNSET |  |  | Level: Level 1 | UNSET | F | 0 | 2.680000 |  | 430.556417 | 0 | 0.050000 |  |  |  | 1.200000 |  |  | U-SHAPED, CRI=75 |  | N/A | UNSET | N/A | N/A | TRUE | N/A | 0 | N/A | 0 | 0 | 0 | 0 | 0 | UNSET | N/A | N/A | FIXED | N/A | Downlights | UNSET | N/A |  | N/A | N/A | N/A | 0 | L1 | 0 | N/A | N/A | N/A | 0 | UNSET | UNSET | 0 | 0 | 0 | 0 | 0 | [9 empty] | N/A |  |  |  | 23.80.70.11.14.11 |  |  | B3 |  |  |  | 1291.669250 | Lighting - Dwelling Unit | 1 | L41B | 1 |  |  | 3150.000000 | 32 | [8 empty] | Metal - Paint Finish - Dark Gray, Matte | Glass - White, High Luminance | Metal - Chrome
1411 | 1B05 |  | 822076 | New Construction | N/A | [5 empty] | 103001 |  | 46082 |  | 43341 |  |  | Single Pole | 0 |  | 95647,95648,95649,95650,95651,95652,103554,103555,103556,103557,103558,103559 | 0FXKOTtYf3kRrcedvXFldo | 1 |  | M_Lighting Switches:Single Pole:Single Pole:822076 |  |  | N/A | 1411 | N/A |  | N/A | N/A | N/A | N/A | N/A |  | 120 V/1-0 VA | N/A | Linked Revit Model : Clinic_A.rvt |  |  |  | Level: Level 1 |  |  |  | 1.200000 |  | 0.000000 | [5 empty] | 1.200000 |  |  |  |  | N/A | UNSET | N/A | N/A | TRUE | N/A | 0 | N/A | 0 | 0 | 0 | 0 | 0 | UNSET | N/A | N/A | FIXED | N/A | Switches | UNSET | N/A |  | N/A | N/A | N/A | 0 | L1 | 0 | N/A | N/A | N/A | 0 | [16 empty] | N/A |  |  |  | 23.80.50.11.14 | [7 empty] | Other |  | L41B | 1 | [5 empty] | 1291.669250 | 0.000000
1790 | 1B05 |  | 886360 | New Construction | N/A | [5 empty] | 103001 |  | 46454 |  | 43688 |  |  | Standard | 0 |  | 97945,97946,97947,97948,97949,97950,103571,103572,103573,103574,103575 | 0Oe4W3Rwf1Dht7uPdCMOHl | 1 |  | M_Duplex Receptacle:Standard:Standard:886360 |  |  | N/A | 1790 | N/A |  | N/A | N/A | N/A | N/A | N/A |  | 120 V/1-180 VA | N/A | Linked Revit Model : Clinic_A.rvt | UNSET |  |  | Level: Level 1 |  |  |  | 0.500000 | [7 empty] | 0.460000 |  |  |  |  | N/A | UNSET | N/A | N/A | TRUE | N/A | 0 | N/A | 0 | 0 | 0 | 0 | 0 | UNSET | N/A | N/A | FIXED | N/A | Ground Fault Receptacles | UNSET | N/A |  | N/A | N/A | N/A | 0 | L1 | 0 | N/A | N/A | N/A | 0 | [16 empty] | N/A |  |  |  | 23.80.50.11.17 | [7 empty] | Receptacle |  | N21B | 18 | [5 empty] | 1291.669250 | 0.000000 | 216 | 1937.503875 | TRUE
352 | 1B06 | 0 | 737660 | New Construction | N/A |  | 0 |  | 0 |  | 103272 | Point+HemiSpherical | 45151 |  | 53022 | REF TYPE MARK | 0 | B1 - 0610x1219mm | 0 | 87291 | 89175,89176,89177,89178,89179,89180,89181,103561,103562,103563,103564,103565,103566,103567,103568,103569 | 2FyTkPjK9BvRWrsrCGCvMc | 1 |  | M_Troffer Light - Parabolic Rectangular:B1 - 0610x1219mm:B1 - 0610x1219mm:737660 |  | NO | N/A | 352 | N/A | 16777215 | N/A | N/A | N/A | N/A | N/A |  | 120 V/1-80 VA | N/A | Linked Revit Model : Clinic_A.rvt | UNSET |  |  | Level: Level 1 | UNSET | F | 0 | 2.680000 |  | 861.112833 | 0 | 0.050000 |  |  |  | 1.200000 |  |  | T8, 1219mm, RAPID START, CRI=75 |  | N/A | UNSET | N/A | N/A | TRUE | N/A | 0 | N/A | 0 | 0 | 0 | 0 | 0 | UNSET | N/A | N/A | FIXED | N/A | Downlights | UNSET | N/A | D5020210 | N/A | N/A | N/A | 0 | L1 | 0 | N/A | N/A | N/A | 0 | UNSET | UNSET | 0 | 0 | 0 | 0 | 0 | [9 empty] | N/A | Lighting - Fluorescent |  |  | 23.80.70.11.14.11 |  |  | B1 |  |  |  | 1291.669250 | Lighting - Dwelling Unit | 1 | L41B | 1 |  |  | 2900.000000 | 32 | [8 empty] | Metal - Paint Finish - Dark Gray, Matte | Glass - White, High Luminance | Metal - Chrome
353 | 1B06 | 0 | 737678 | New Construction | N/A |  | 0 |  | 0 |  | 103272 | Point+HemiSpherical | 45152 |  | 53023 | REF TYPE MARK | 0 | B1 - 0610x1219mm | 0 | 87290 | 89182,89183,89184,89185,89186,89187,89188,103561,103562,103563,103564,103565,103566,103567,103568,103569 | 2FyTkPjK9BvRWrsrCGCvLK | 1 |  | M_Troffer Light - Parabolic Rectangular:B1 - 0610x1219mm:B1 - 0610x1219mm:737678 |  | NO | N/A | 353 | N/A | 16777215 | N/A | N/A | N/A | N/A | N/A |  | 120 V/1-80 VA | N/A | <not associated> | UNSET |  |  | Level: Level 1 | UNSET | F | 0 | 2.680000 |  | 861.112833 | 0 | 0.050000 |  |  |  | 1.200000 |  |  | T8, 1219mm, RAPID START, CRI=75 |  | N/A | UNSET | N/A | N/A | TRUE | N/A | 0 | N/A | 0 | 0 | 0 | 0 | 0 | UNSET | N/A | N/A | FIXED | N/A | Downlights | UNSET | N/A | D5020210 | N/A | N/A | N/A | 0 | L1 | 0 | N/A | N/A | N/A | 0 | UNSET | UNSET | 0 | 0 | 0 | 0 | 0 | [9 empty] | N/A | Lighting - Fluorescent |  |  | 23.80.70.11.14.11 |  |  | B1 |  |  |  | 1291.669250 | Lighting - Dwelling Unit | 1 | L41B | 1 |  |  | 2900.000000 | 32 | [8 empty] | Metal - Paint Finish - Dark Gray, Matte | Glass - White, High Luminance | Metal - Chrome
1417 | 1B06 |  | 823066 | New Construction | N/A | [5 empty] | 103272 |  | 46088 |  | 43347 |  |  | Single Pole | 0 |  | 95683,95684,95685,95686,95687,95688,103554,103555,103556,103557,103558,103559 | 0FXKOTtYf3kRrcedvXFltK | 1 |  | M_Lighting Switches:Single Pole:Single Pole:823066 |  |  | N/A | 1417 | N/A |  | N/A | N/A | N/A | N/A | N/A |  | 120 V/1-0 VA | N/A | Linked Revit Model : Clinic_A.rvt |  |  |  | Level: Level 1 |  |  |  | 1.200000 |  | 0.000000 | [5 empty] | 1.200000 |  |  |  |  | N/A | UNSET | N/A | N/A | TRUE | N/A | 0 | N/A | 0 | 0 | 0 | 0 | 0 | UNSET | N/A | N/A | FIXED | N/A | Switches | UNSET | N/A |  | N/A | N/A | N/A | 0 | L1 | 0 | N/A | N/A | N/A | 0 | [16 empty] | N/A |  |  |  | 23.80.50.11.14 | [7 empty] | Other |  | L41B | 1 | [5 empty] | 1291.669250 | 0.000000
1805 | 1B06 |  | 888014 | New Construction | N/A | [5 empty] | 103272 |  | 46469 |  | 43703 |  |  | Standard | 0 |  | 98042,98043,98044,98045,98046,98047,103571,103572,103573,103574,103575 | 0Oe4W3Rwf1Dht7uPdCMOxv | 1 |  | M_Duplex Receptacle:Standard:Standard:888014 |  |  | N/A | 1805 | N/A |  | N/A | N/A | N/A | N/A | N/A |  | 120 V/1-180 VA | N/A | M_Lighting Switches : Single Pole | UNSET |  |  | Level: Level 1 |  |  |  | 0.500000 | [7 empty] | 0.460000 |  |  |  |  | N/A | UNSET | N/A | N/A | TRUE | N/A | 0 | N/A | 0 | 0 | 0 | 0 | 0 | UNSET | N/A | N/A | FIXED | N/A | Ground Fault Receptacles | UNSET | N/A |  | N/A | N/A | N/A | 0 | L1 | 0 | N/A | N/A | N/A | 0 | [16 empty] | N/A |  |  |  | 23.80.50.11.17 | [7 empty] | Receptacle |  | N21B | 20 | [5 empty] | 1291.669250 | 0.000000 | 231 | 1937.503875 | TRUE
1809 | 1B06 |  | 888207 | New Construction | N/A | [5 empty] | 103272 |  | 46473 |  | 43707 |  |  | Standard | 0 |  | 98066,98067,98068,98069,98070,98071,103571,103572,103573,103574,103575 | 0Oe4W3Rwf1Dht7uPdCMO_u | 1 |  | M_Duplex Receptacle:Standard:Standard:888207 |  |  | N/A | 1809 | N/A |  | N/A | N/A | N/A | N/A | N/A |  | 120 V/1-180 VA | N/A | Linked Revit Model : Clinic_A.rvt | UNSET |  |  | Level: Level 1 |  |  |  | 0.500000 | [7 empty] | 0.460000 |  |  |  |  | N/A | UNSET | N/A | N/A | TRUE | N/A | 0 | N/A | 0 | 0 | 0 | 0 | 0 | UNSET | N/A | N/A | FIXED | N/A | Ground Fault Receptacles | UNSET | N/A |  | N/A | N/A | N/A | 0 | L1 | 0 | N/A | N/A | N/A | 0 | [16 empty] | N/A |  |  |  | 23.80.50.11.17 | [7 empty] | Receptacle |  | N21B | 22 | [5 empty] | 1291.669250 | 0.000000 | 235 | 1937.503875 | TRUE
1810 | 1B06 |  | 888374 | New Construction | N/A | [5 empty] | 103272 |  | 46474 |  | 43708 |  |  | Standard | 0 |  | 98072,98073,98074,98075,98076,98077,103571,103572,103573,103574,103575 | 0Oe4W3Rwf1Dht7uPdCMOm1 | 1 |  | M_Duplex Receptacle:Standard:Standard:888374 |  |  | N/A | 1810 | N/A |  | N/A | N/A | N/A | N/A | N/A |  | 120 V/1-180 VA | N/A | Linked Revit Model : Clinic_A.rvt | UNSET |  |  | Level: Level 1 |  |  |  | 0.500000 | [7 empty] | 0.460000 |  |  |  |  | N/A | UNSET | N/A | N/A | TRUE | N/A | 0 | N/A | 0 | 0 | 0 | 0 | 0 | UNSET | N/A | N/A | FIXED | N/A | Ground Fault Receptacles | UNSET | N/A |  | N/A | N/A | N/A | 0 | L1 | 0 | N/A | N/A | N/A | 0 | [16 empty] | N/A |  |  |  | 23.80.50.11.17 | [7 empty] | Receptacle |  | N21B | 22 | [5 empty] | 1291.669250 | 0.000000 | 236 | 1937.503875 | TRUE
1811 | 1B06 |  | 888399 | New Construction | N/A | [5 empty] | 103272 |  | 46476 |  | 43709 |  |  | Standard | 0 |  | 98078,98079,98080,98081,98082,98083,103571,103572,103573,103574,103575 | 0Oe4W3Rwf1Dht7uPdCMOnu | 1 |  | M_Duplex Receptacle:Standard:Standard:888399 |  |  | N/A | 1811 | N/A |  | N/A | N/A | N/A | N/A | N/A |  | 120 V/1-180 VA | N/A | Linked Revit Model : Clinic_A.rvt | UNSET |  |  | Level: Level 1 |  |  |  | 0.500000 | [7 empty] | 0.460000 |  |  |  |  | N/A | UNSET | N/A | N/A | TRUE | N/A | 0 | N/A | 0 | 0 | 0 | 0 | 0 | UNSET | N/A | N/A | FIXED | N/A | Ground Fault Receptacles | UNSET | N/A |  | N/A | N/A | N/A | 0 | L1 | 0 | N/A | N/A | N/A | 0 | [16 empty] | N/A |  |  |  | 23.80.50.11.17 | [7 empty] | Receptacle |  | N21B | 22 | [5 empty] | 1291.669250 | 0.000000 | 237 | 1937.503875 | TRUE
1812 | 1B06 |  | 888453 | New Construction | N/A | [5 empty] | 103272 |  | 46477 |  | 43710 |  |  | Standard | 0 |  | 98084,98085,98086,98087,98088,98089,103571,103572,103573,103574,103575 | 0Oe4W3Rwf1Dht7uPdCMOoo | 1 |  | M_Duplex Receptacle:Standard:Standard:888453 |  |  | N/A | 1812 | N/A |  | N/A | N/A | N/A | N/A | N/A |  | 120 V/1-180 VA | N/A | Linked Revit Model : Clinic_A.rvt | UNSET |  |  | Level: Level 1 |  |  |  | 0.500000 | [7 empty] | 0.460000 |  |  |  |  | N/A | UNSET | N/A | N/A | TRUE | N/A | 0 | N/A | 0 | 0 | 0 | 0 | 0 | UNSET | N/A | N/A | FIXED | N/A | Ground Fault Receptacles | UNSET | N/A |  | N/A | N/A | N/A | 0 | L1 | 0 | N/A | N/A | N/A | 0 | [16 empty] | N/A |  |  |  | 23.80.50.11.17 | [7 empty] | Receptacle |  | N21B | 22 | [5 empty] | 1291.669250 | 0.000000 | 238 | 1937.503875 | TRUE
701 | 1B07 | 0 | 745555 | New Construction | N/A |  | 0 |  | 0 |  | 103000 | Point+HemiSpherical | 45500 |  | 53371 | REF TYPE MARK | 0 | R1 - 305x1219mm | 0 | 86942 | 91679,91680,91681,91682,91683,91684,91685,103106,103107,103108,103109,103110,103111,103112,103113,103131 | 1MPejKGxvAxOPe64yBS0VJ | 1 |  | M_Troffer Light - Parabolic Rectangular:R1 - 305x1219mm:R1 - 305x1219mm:745555 |  | NO | N/A | 701 | N/A | 16777215 | N/A | N/A | N/A | N/A | N/A |  | 120 V/1-80 VA | N/A | Linked Revit Model : Clinic_A.rvt | UNSET |  |  | Level: Level 1 | UNSET | F | 0 | 2.680000 |  | 861.112833 | 0 | 0.050000 |  |  |  | 1.200000 |  |  | T8, 1219mm, RAPID START, CRI=75 T8, 1219mm, RAPID START, CRI=75 T8, 1219mm, RAPID START, CRI=75 T8, 1219mm, RAPID START, CRI=75 T8, 1219mm, RAPID START, CRI=75 |  | N/A | UNSET | N/A | N/A | TRUE | N/A | 0 | N/A | 0 | 0 | 0 | 0 | 0 | UNSET | N/A | N/A | FIXED | N/A | Downlights | UNSET | N/A | D5020210 | N/A | N/A | N/A | 0 | L1 | 0 | N/A | N/A | N/A | 0 | UNSET | UNSET | 0 | 0 | 0 | 0 | 0 | [9 empty] | N/A | Lighting - Fluorescent |  |  | 23.80.70.11.14.11 |  |  | R1 |  |  |  | 1291.669250 | Lighting - Dwelling Unit | 1 | L41B | 1 |  |  | 1800.000000 | 32 | [8 empty] | Metal - Paint Finish - Dark Gray, Matte | Glass - White, High Luminance | Metal - Chrome
1410 | 1B07 |  | 821991 | New Construction | N/A | [5 empty] | 103000 |  | 46081 |  | 43340 |  |  | Single Pole | 0 |  | 95641,95642,95643,95644,95645,95646,103554,103555,103556,103557,103558,103559 | 0FXKOTtYf3kRrcedvXFlWf | 1 |  | M_Lighting Switches:Single Pole:Single Pole:821991 |  |  | N/A | 1410 | N/A |  | N/A | N/A | N/A | N/A | N/A |  | 120 V/1-0 VA | N/A | Linked Revit Model : Clinic_A.rvt |  |  |  | Level: Level 1 |  |  |  | 1.200000 |  | 0.000000 | [5 empty] | 1.200000 |  |  |  |  | N/A | UNSET | N/A | N/A | TRUE | N/A | 0 | N/A | 0 | 0 | 0 | 0 | 0 | UNSET | N/A | N/A | FIXED | N/A | Switches | UNSET | N/A |  | N/A | N/A | N/A | 0 | L1 | 0 | N/A | N/A | N/A | 0 | [16 empty] | N/A |  |  |  | 23.80.50.11.14 | [7 empty] | Other |  | L41B | 1 | [5 empty] | 1291.669250 | 0.000000
1793 | 1B07 |  | 886522 | New Construction | N/A | [5 empty] | 103000 |  | 46457 |  | 43691 |  |  | Standard | 0 |  | 97963,97964,97965,97966,97967,97968,103571,103572,103573,103574,103575 | 0Oe4W3Rwf1Dht7uPdCMOJD | 1 |  | M_Duplex Receptacle:Standard:Standard:886522 |  |  | N/A | 1793 | N/A |  | N/A | N/A | N/A | N/A | N/A |  | 120 V/1-180 VA | N/A | Linked Revit Model : Clinic_A.rvt | UNSET |  |  | Level: Level 1 |  |  |  | 0.500000 | [7 empty] | 0.460000 |  |  |  |  | N/A | UNSET | N/A | N/A | TRUE | N/A | 0 | N/A | 0 | 0 | 0 | 0 | 0 | UNSET | N/A | N/A | FIXED | N/A | Ground Fault Receptacles | UNSET | N/A |  | N/A | N/A | N/A | 0 | L1 | 0 | N/A | N/A | N/A | 0 | [16 empty] | N/A |  |  |  | 23.80.50.11.17 | [7 empty] | Receptacle |  | N21B | 18 | [5 empty] | 1291.669250 | 0.000000 | 219 | 1937.503875 | TRUE
354 | 1B08 | 0 | 738197 | New Construction | N/A |  | 0 |  | 0 |  | 103139 | Point+HemiSpherical | 45153 |  | 53024 | REF TYPE MARK | 0 | B1 - 0610x1219mm | 0 | 87289 | 89189,89190,89191,89192,89193,89194,89195,103561,103562,103563,103564,103565,103566,103567,103568,103569 | 17wj1NfVL9RPoveuB_LVhQ | 1 |  | M_Troffer Light - Parabolic Rectangular:B1 - 0610x1219mm:B1 - 0610x1219mm:738197 |  | NO | N/A | 354 | N/A | 16777215 | N/A | N/A | N/A | N/A | N/A |  | 120 V/1-80 VA | N/A | Linked Revit Model : Clinic_A.rvt | UNSET |  |  | Level: Level 1 | UNSET | F | 0 | 2.680000 |  | 861.112833 | 0 | 0.050000 |  |  |  | 1.200000 |  |  | T8, 1219mm, RAPID START, CRI=75 |  | N/A | UNSET | N/A | N/A | TRUE | N/A | 0 | N/A | 0 | 0 | 0 | 0 | 0 | UNSET | N/A | N/A | FIXED | N/A | Downlights | UNSET | N/A | D5020210 | N/A | N/A | N/A | 0 | L1 | 0 | N/A | N/A | N/A | 0 | UNSET | UNSET | 0 | 0 | 0 | 0 | 0 | [9 empty] | N/A | Lighting - Fluorescent |  |  | 23.80.70.11.14.11 |  |  | B1 |  |  |  | 1291.669250 | Lighting - Dwelling Unit | 1 | L41B | 1 |  |  | 2900.000000 | 32 | [8 empty] | Metal - Paint Finish - Dark Gray, Matte | Glass - White, High Luminance | Metal - Chrome
355 | 1B08 | 0 | 738199 | New Construction | N/A |  | 0 |  | 0 |  | 103139 | Point+HemiSpherical | 45154 |  | 53025 | REF TYPE MARK | 0 | B1 - 0610x1219mm | 0 | 87288 | 89196,89197,89198,89199,89200,89201,89202,103561,103562,103563,103564,103565,103566,103567,103568,103569 | 17wj1NfVL9RPoveuB_LVhO | 1 |  | M_Troffer Light - Parabolic Rectangular:B1 - 0610x1219mm:B1 - 0610x1219mm:738199 |  | NO | N/A | 355 | N/A | 16777215 | N/A | N/A | N/A | N/A | N/A |  | 120 V/1-80 VA | N/A | <not associated> | UNSET |  |  | Level: Level 1 | UNSET | F | 0 | 2.680000 |  | 861.112833 | 0 | 0.050000 |  |  |  | 1.200000 |  |  | T8, 1219mm, RAPID START, CRI=75 |  | N/A | UNSET | N/A | N/A | TRUE | N/A | 0 | N/A | 0 | 0 | 0 | 0 | 0 | UNSET | N/A | N/A | FIXED | N/A | Downlights | UNSET | N/A | D5020210 | N/A | N/A | N/A | 0 | L1 | 0 | N/A | N/A | N/A | 0 | UNSET | UNSET | 0 | 0 | 0 | 0 | 0 | [9 empty] | N/A | Lighting - Fluorescent |  |  | 23.80.70.11.14.11 |  |  | B1 |  |  |  | 1291.669250 | Lighting - Dwelling Unit | 1 | L41B | 1 |  |  | 2900.000000 | 32 | [8 empty] | Metal - Paint Finish - Dark Gray, Matte | Glass - White, High Luminance | Metal - Chrome
1416 | 1B08 |  | 823003 | New Construction | N/A | [5 empty] | 103139 |  | 46087 |  | 43346 |  |  | Single Pole | 0 |  | 95677,95678,95679,95680,95681,95682,103554,103555,103556,103557,103558,103559 | 0FXKOTtYf3kRrcedvXFlmL | 1 |  | M_Lighting Switches:Single Pole:Single Pole:823003 |  |  | N/A | 1416 | N/A |  | N/A | N/A | N/A | N/A | N/A |  | 120 V/1-0 VA | N/A | Linked Revit Model : Clinic_A.rvt |  |  |  | Level: Level 1 |  |  |  | 1.200000 |  | 0.000000 | [5 empty] | 1.200000 |  |  |  |  | N/A | UNSET | N/A | N/A | TRUE | N/A | 0 | N/A | 0 | 0 | 0 | 0 | 0 | UNSET | N/A | N/A | FIXED | N/A | Switches | UNSET | N/A |  | N/A | N/A | N/A | 0 | L1 | 0 | N/A | N/A | N/A | 0 | [16 empty] | N/A |  |  |  | 23.80.50.11.14 | [7 empty] | Other |  | L41B | 1 | [5 empty] | 1291.669250 | 0.000000
1806 | 1B08 |  | 888064 | New Construction | N/A | [5 empty] | 103139 |  | 46470 |  | 43704 |  |  | Standard | 0 |  | 98048,98049,98050,98051,98052,98053,103571,103572,103573,103574,103575 | 0Oe4W3Rwf1Dht7uPdCMOyt | 1 |  | M_Duplex Receptacle:Standard:Standard:888064 |  |  | N/A | 1806 | N/A |  | N/A | N/A | N/A | N/A | N/A |  | 120 V/1-180 VA | N/A | Linked Revit Model : Clinic_A.rvt | UNSET |  |  | Level: Level 1 |  |  |  | 0.500000 | [7 empty] | 0.460000 |  |  |  |  | N/A | UNSET | N/A | N/A | TRUE | N/A | 0 | N/A | 0 | 0 | 0 | 0 | 0 | UNSET | N/A | N/A | FIXED | N/A | Ground Fault Receptacles | UNSET | N/A |  | N/A | N/A | N/A | 0 | L1 | 0 | N/A | N/A | N/A | 0 | [16 empty] | N/A |  |  |  | 23.80.50.11.17 | [7 empty] | Receptacle |  | N21B | 12 | [5 empty] | 1291.669250 | 0.000000 | 232 | 1937.503875 | TRUE
1813 | 1B08 |  | 888578 | New Construction | N/A | [5 empty] | 103139 |  | 46478 |  | 43711 |  |  | Standard | 0 |  | 98090,98091,98092,98093,98094,98095,103571,103572,103573,103574,103575 | 0Oe4W3Rwf1Dht7uPdCMOqr | 1 |  | M_Duplex Receptacle:Standard:Standard:888578 |  |  | N/A | 1813 | N/A |  | N/A | N/A | N/A | N/A | N/A |  | 120 V/1-180 VA | N/A | Linked Revit Model : Clinic_A.rvt | UNSET |  |  | Level: Level 1 |  |  |  | 0.500000 | [7 empty] | 0.460000 |  |  |  |  | N/A | UNSET | N/A | N/A | TRUE | N/A | 0 | N/A | 0 | 0 | 0 | 0 | 0 | UNSET | N/A | N/A | FIXED | N/A | Ground Fault Receptacles | UNSET | N/A |  | N/A | N/A | N/A | 0 | L1 | 0 | N/A | N/A | N/A | 0 | [16 empty] | N/A |  |  |  | 23.80.50.11.17 | [7 empty] | Receptacle |  | N21B | 12 | [5 empty] | 1291.669250 | 0.000000 | 239 | 1937.503875 | TRUE
700 | 1B09 | 0 | 745477 | New Construction | N/A |  | 0 |  | 0 |  | 102999 | Point+HemiSpherical | 45499 |  | 53370 | REF TYPE MARK | 0 | R1 - 305x1219mm | 0 | 86943 | 91672,91673,91674,91675,91676,91677,91678,103106,103107,103108,103109,103110,103111,103112,103113,103131 | 1MPejKGxvAxOPe64yBS0U5 | 1 |  | M_Troffer Light - Parabolic Rectangular:R1 - 305x1219mm:R1 - 305x1219mm:745477 |  | NO | N/A | 700 | N/A | 16777215 | N/A | N/A | N/A | N/A | N/A |  | 120 V/1-80 VA | N/A | Linked Revit Model : Clinic_A.rvt | UNSET |  |  | Level: Level 1 | UNSET | F | 0 | 2.680000 |  | 861.112833 | 0 | 0.050000 |  |  |  | 1.200000 |  |  | T8, 1219mm, RAPID START, CRI=75 T8, 1219mm, RAPID START, CRI=75 T8, 1219mm, RAPID START, CRI=75 T8, 1219mm, RAPID START, CRI=75 T8, 1219mm, RAPID START, CRI=75 |  | N/A | UNSET | N/A | N/A | TRUE | N/A | 0 | N/A | 0 | 0 | 0 | 0 | 0 | UNSET | N/A | N/A | FIXED | N/A | Downlights | UNSET | N/A | D5020210 | N/A | N/A | N/A | 0 | L1 | 0 | N/A | N/A | N/A | 0 | UNSET | UNSET | 0 | 0 | 0 | 0 | 0 | [9 empty] | N/A | Lighting - Fluorescent |  |  | 23.80.70.11.14.11 |  |  | R1 |  |  |  | 1291.669250 | Lighting - Dwelling Unit | 1 | L41B | 1 |  |  | 1800.000000 | 32 | [8 empty] | Metal - Paint Finish - Dark Gray, Matte | Glass - White, High Luminance | Metal - Chrome
1409 | 1B09 |  | 821969 | New Construction | N/A | [5 empty] | 102999 |  | 46080 |  | 43339 |  |  | Single Pole | 0 |  | 95635,95636,95637,95638,95639,95640,103554,103555,103556,103557,103558,103559 | 0FXKOTtYf3kRrcedvXFlWV | 1 |  | M_Lighting Switches:Single Pole:Single Pole:821969 |  |  | N/A | 1409 | N/A |  | N/A | N/A | N/A | N/A | N/A |  | 120 V/1-0 VA | N/A | Linked Revit Model : Clinic_A.rvt |  |  |  | Level: Level 1 |  |  |  | 1.200000 |  | 0.000000 | [5 empty] | 1.200000 |  |  |  |  | N/A | UNSET | N/A | N/A | TRUE | N/A | 0 | N/A | 0 | 0 | 0 | 0 | 0 | UNSET | N/A | N/A | FIXED | N/A | Switches | UNSET | N/A |  | N/A | N/A | N/A | 0 | L1 | 0 | N/A | N/A | N/A | 0 | [16 empty] | N/A |  |  |  | 23.80.50.11.14 | [7 empty] | Other |  | L41B | 1 | [5 empty] | 1291.669250 | 0.000000
1857 | 1B09 |  | 894825 | New Construction | N/A | [5 empty] | 102999 |  | 46524 |  | 43755 |  |  | Standard | 0 |  | 98368,98369,98370,98371,98372,98373,103571,103572,103573,103574,103575 | 0Oe4W3Rwf1Dht7uPdCMQLU | 1 |  | M_Duplex Receptacle:Standard:Standard:894825 |  |  | N/A | 1857 | N/A |  | N/A | N/A | N/A | N/A | N/A |  | 120 V/1-180 VA | N/A | Linked Revit Model : Clinic_A.rvt | UNSET |  |  | Level: Level 1 |  |  |  | 0.500000 | [7 empty] | 0.460000 |  |  |  |  | N/A | UNSET | N/A | N/A | TRUE | N/A | 0 | N/A | 0 | 0 | 0 | 0 | 0 | UNSET | N/A | N/A | FIXED | N/A | Ground Fault Receptacles | UNSET | N/A |  | N/A | N/A | N/A | 0 | L1 | 0 | N/A | N/A | N/A | 0 | [16 empty] | N/A |  |  |  | 23.80.50.11.17 | [7 empty] | Receptacle |  | N21B | 14 | [5 empty] | 1291.669250 | 0.000000 | 283 | 1937.503875 | TRUE
356 | 1B10 | 0 | 738238 | New Construction | N/A |  | 0 |  | 0 |  | 103297 | Point+HemiSpherical | 45155 |  | 53026 | REF TYPE MARK | 0 | B1 - 0610x1219mm | 0 | 87287 | 89203,89204,89205,89206,89207,89208,89209,103561,103562,103563,103564,103565,103566,103567,103568,103569 | 17wj1NfVL9RPoveuB_LVhn | 1 |  | M_Troffer Light - Parabolic Rectangular:B1 - 0610x1219mm:B1 - 0610x1219mm:738238 |  | NO | N/A | 356 | N/A | 16777215 | N/A | N/A | N/A | N/A | N/A |  | 120 V/1-80 VA | N/A | Linked Revit Model : Clinic_A.rvt | UNSET |  |  | Level: Level 1 | UNSET | F | 0 | 2.680000 |  | 861.112833 | 0 | 0.050000 |  |  |  | 1.200000 |  |  | T8, 1219mm, RAPID START, CRI=75 |  | N/A | UNSET | N/A | N/A | TRUE | N/A | 0 | N/A | 0 | 0 | 0 | 0 | 0 | UNSET | N/A | N/A | FIXED | N/A | Downlights | UNSET | N/A | D5020210 | N/A | N/A | N/A | 0 | L1 | 0 | N/A | N/A | N/A | 0 | UNSET | UNSET | 0 | 0 | 0 | 0 | 0 | [9 empty] | N/A | Lighting - Fluorescent |  |  | 23.80.70.11.14.11 |  |  | B1 |  |  |  | 1291.669250 | Lighting - Dwelling Unit | 1 | L41B | 1 |  |  | 2900.000000 | 32 | [8 empty] | Metal - Paint Finish - Dark Gray, Matte | Glass - White, High Luminance | Metal - Chrome
357 | 1B10 | 0 | 738239 | New Construction | N/A |  | 0 |  | 0 |  | 103297 | Point+HemiSpherical | 45156 |  | 53027 | REF TYPE MARK | 0 | B1 - 0610x1219mm | 0 | 87286 | 89210,89211,89212,89213,89214,89215,89216,103561,103562,103563,103564,103565,103566,103567,103568,103569 | 17wj1NfVL9RPoveuB_LVhm | 1 |  | M_Troffer Light - Parabolic Rectangular:B1 - 0610x1219mm:B1 - 0610x1219mm:738239 |  | NO | N/A | 357 | N/A | 16777215 | N/A | N/A | N/A | N/A | N/A |  | 120 V/1-80 VA | N/A | <not associated> | UNSET |  |  | Level: Level 1 | UNSET | F | 0 | 2.680000 |  | 861.112833 | 0 | 0.050000 |  |  |  | 1.200000 |  |  | T8, 1219mm, RAPID START, CRI=75 |  | N/A | UNSET | N/A | N/A | TRUE | N/A | 0 | N/A | 0 | 0 | 0 | 0 | 0 | UNSET | N/A | N/A | FIXED | N/A | Downlights | UNSET | N/A | D5020210 | N/A | N/A | N/A | 0 | L1 | 0 | N/A | N/A | N/A | 0 | UNSET | UNSET | 0 | 0 | 0 | 0 | 0 | [9 empty] | N/A | Lighting - Fluorescent |  |  | 23.80.70.11.14.11 |  |  | B1 |  |  |  | 1291.669250 | Lighting - Dwelling Unit | 1 | L41B | 1 |  |  | 2900.000000 | 32 | [8 empty] | Metal - Paint Finish - Dark Gray, Matte | Glass - White, High Luminance | Metal - Chrome
1415 | 1B10 |  | 822735 | New Construction | N/A | [5 empty] | 103297 |  | 46086 |  | 43345 |  |  | Single Pole | 0 |  | 95671,95672,95673,95674,95675,95676,103554,103555,103556,103557,103558,103559 | 0FXKOTtYf3kRrcedvXFly1 | 1 |  | M_Lighting Switches:Single Pole:Single Pole:822735 |  |  | N/A | 1415 | N/A |  | N/A | N/A | N/A | N/A | N/A |  | 120 V/1-0 VA | N/A | Linked Revit Model : Clinic_A.rvt |  |  |  | Level: Level 1 |  |  |  | 1.200000 |  | 0.000000 | [5 empty] | 1.200000 |  |  |  |  | N/A | UNSET | N/A | N/A | TRUE | N/A | 0 | N/A | 0 | 0 | 0 | 0 | 0 | UNSET | N/A | N/A | FIXED | N/A | Switches | UNSET | N/A |  | N/A | N/A | N/A | 0 | L1 | 0 | N/A | N/A | N/A | 0 | [16 empty] | N/A |  |  |  | 23.80.50.11.14 | [7 empty] | Other |  | L41B | 1 | [5 empty] | 1291.669250 | 0.000000
1814 | 1B10 |  | 888778 | New Construction | N/A | [5 empty] | 103297 |  | 46479 |  | 43712 |  |  | Standard | 0 |  | 98096,98097,98098,98099,98100,98101,103571,103572,103573,103574,103575 | 0Oe4W3Rwf1Dht7uPdCMOtz | 1 |  | M_Duplex Receptacle:Standard:Standard:888778 |  |  | N/A | 1814 | N/A |  | N/A | N/A | N/A | N/A | N/A |  | 120 V/1-180 VA | N/A | Linked Revit Model : Clinic_A.rvt | UNSET |  |  | Level: Level 1 |  |  |  | 0.500000 | [7 empty] | 0.460000 |  |  |  |  | N/A | UNSET | N/A | N/A | TRUE | N/A | 0 | N/A | 0 | 0 | 0 | 0 | 0 | UNSET | N/A | N/A | FIXED | N/A | Ground Fault Receptacles | UNSET | N/A |  | N/A | N/A | N/A | 0 | L1 | 0 | N/A | N/A | N/A | 0 | [16 empty] | N/A |  |  |  | 23.80.50.11.17 | [7 empty] | Receptacle |  | N21B | 10 | [5 empty] | 1291.669250 | 0.000000 | 240 | 1937.503875 | TRUE
1815 | 1B10 |  | 889038 | New Construction | N/A | [5 empty] | 103297 |  | 46480 |  | 43713 |  |  | Standard | 0 |  | 98102,98103,98104,98105,98106,98107,103571,103572,103573,103574,103575 | 0Oe4W3Rwf1Dht7uPdCMPBv | 1 |  | M_Duplex Receptacle:Standard:Standard:889038 |  |  | N/A | 1815 | N/A |  | N/A | N/A | N/A | N/A | N/A |  | 120 V/1-180 VA | N/A | Linked Revit Model : Clinic_A.rvt | UNSET |  |  | Level: Level 1 |  |  |  | 0.500000 | [7 empty] | 0.460000 |  |  |  |  | N/A | UNSET | N/A | N/A | TRUE | N/A | 0 | N/A | 0 | 0 | 0 | 0 | 0 | UNSET | N/A | N/A | FIXED | N/A | Ground Fault Receptacles | UNSET | N/A |  | N/A | N/A | N/A | 0 | L1 | 0 | N/A | N/A | N/A | 0 | [16 empty] | N/A |  |  |  | 23.80.50.11.17 | [7 empty] | Receptacle |  | N21B | 8 | [5 empty] | 1291.669250 | 0.000000 | 241 | 1937.503875 | TRUE
1816 | 1B10 |  | 889073 | New Construction | N/A | [5 empty] | 103297 |  | 46481 |  | 43714 |  |  | Standard | 0 |  | 98108,98109,98110,98111,98112,98113,103571,103572,103573,103574,103575 | 0Oe4W3Rwf1Dht7uPdCMPB6 | 1 |  | M_Duplex Receptacle:Standard:Standard:889073 |  |  | N/A | 1816 | N/A |  | N/A | N/A | N/A | N/A | N/A |  | 120 V/1-180 VA | N/A | Linked Revit Model : Clinic_A.rvt | UNSET |  |  | Level: Level 1 |  |  |  | 0.500000 | [7 empty] | 0.460000 |  |  |  |  | N/A | UNSET | N/A | N/A | TRUE | N/A | 0 | N/A | 0 | 0 | 0 | 0 | 0 | UNSET | N/A | N/A | FIXED | N/A | Ground Fault Receptacles | UNSET | N/A |  | N/A | N/A | N/A | 0 | L1 | 0 | N/A | N/A | N/A | 0 | [16 empty] | N/A |  |  |  | 23.80.50.11.17 | [7 empty] | Receptacle |  | N21B | 12 | [5 empty] | 1291.669250 | 0.000000 | 242 | 1937.503875 | TRUE
1817 | 1B10 |  | 889193 | New Construction | N/A | [5 empty] | 103297 |  | 46482 |  | 43715 |  |  | Standard | 0 |  | 98115,98116,98117,98118,98119,98120,103571,103572,103573,103574,103575 | 0Oe4W3Rwf1Dht7uPdCMPDU | 1 |  | M_Duplex Receptacle:Standard:Standard:889193 |  |  | N/A | 1817 | N/A |  | N/A | N/A | N/A | N/A | N/A |  | 120 V/1-180 VA | N/A | Linked Revit Model : Clinic_A.rvt | UNSET |  |  | Level: Level 1 |  |  |  | 0.650000 | [7 empty] | 0.460000 |  |  |  |  | N/A | UNSET | N/A | N/A | TRUE | N/A | 0 | N/A | 0 | 0 | 0 | 0 | 0 | UNSET | N/A | N/A | FIXED | N/A | Ground Fault Receptacles | UNSET | N/A |  | N/A | N/A | N/A | 0 | L1 | 0 | N/A | N/A | N/A | 0 | [16 empty] | N/A |  |  |  | 23.80.50.11.17 | [7 empty] | Receptacle |  | N21B | 11 | [5 empty] | 1291.669250 | 0.000000 | 243 | 1937.503875 | TRUE
1818 | 1B10 |  | 889222 | New Construction | N/A | [5 empty] | 103297 |  | 46483 |  | 43716 |  |  | Standard | 0 |  | 98122,98123,98124,98125,98126,98127,103571,103572,103573,103574,103575 | 0Oe4W3Rwf1Dht7uPdCMPEn | 1 |  | M_Duplex Receptacle:Standard:Standard:889222 |  |  | N/A | 1818 | N/A |  | N/A | N/A | N/A | N/A | N/A |  | 120 V/1-180 VA | N/A | Linked Revit Model : Clinic_A.rvt | UNSET |  |  | Level: Level 1 |  |  |  | 0.500000 | [7 empty] | 0.460000 |  |  |  |  | N/A | UNSET | N/A | N/A | TRUE | N/A | 0 | N/A | 0 | 0 | 0 | 0 | 0 | UNSET | N/A | N/A | FIXED | N/A | Ground Fault Receptacles | UNSET | N/A |  | N/A | N/A | N/A | 0 | L1 | 0 | N/A | N/A | N/A | 0 | [16 empty] | N/A |  |  |  | 23.80.50.11.17 | [7 empty] | Receptacle |  | N21B | 9 | [5 empty] | 1291.669250 | 0.000000 | 244 | 1937.503875 | TRUE
1819 | 1B10 |  | 889364 | New Construction | N/A | [5 empty] | 103297 |  | 46484 |  | 43717 |  |  | Standard | 0 |  | 98129,98130,98131,98132,98133,98134,103571,103572,103573,103574,103575 | 0Oe4W3Rwf1Dht7uPdCMP0Z | 1 |  | M_Duplex Receptacle:Standard:Standard:889364 |  |  | N/A | 1819 | N/A |  | N/A | N/A | N/A | N/A | N/A |  | 120 V/1-180 VA | N/A | Linked Revit Model : Clinic_A.rvt | UNSET |  |  | Level: Level 1 |  |  |  | 0.500000 | [7 empty] | 0.460000 |  |  |  |  | N/A | UNSET | N/A | N/A | TRUE | N/A | 0 | N/A | 0 | 0 | 0 | 0 | 0 | UNSET | N/A | N/A | FIXED | N/A | Ground Fault Receptacles | UNSET | N/A |  | N/A | N/A | N/A | 0 | L1 | 0 | N/A | N/A | N/A | 0 | [16 empty] | N/A |  |  |  | 23.80.50.11.17 | [7 empty] | Receptacle |  | N21B | 12 | [5 empty] | 1291.669250 | 0.000000 | 245 | 1937.503875 | TRUE
668 | 1B11 | 0 | 743698 | New Construction | N/A |  | 0 |  | 0 |  | 102998 | Point+HemiSpherical | 45467 |  | 53338 | REF TYPE MARK | 0 | B3 - 610x610mm | 0 | 86975 | 91448,91449,91450,91451,91452,91453,91454,103543,103544,103545,103546,103547,103548,103549,103550,103551 | 312$WHH7b36fc6XaYoDl9j | 1 |  | M_Troffer Light - Parabolic Square:B3 - 610x610mm:B3 - 610x610mm:743698 |  | NO | N/A | 668 | N/A | 16777215 | N/A | N/A | N/A | N/A | N/A |  | 120 V/1-40 VA | N/A | Linked Revit Model : Clinic_A.rvt | UNSET |  |  | Level: Level 1 | UNSET | F | 0 | 2.680000 |  | 430.556417 | 0 | 0.050000 |  |  |  | 1.200000 |  |  | U-SHAPED, CRI=75 |  | N/A | UNSET | N/A | N/A | TRUE | N/A | 0 | N/A | 0 | 0 | 0 | 0 | 0 | UNSET | N/A | N/A | FIXED | N/A | Downlights | UNSET | N/A |  | N/A | N/A | N/A | 0 | L1 | 0 | N/A | N/A | N/A | 0 | UNSET | UNSET | 0 | 0 | 0 | 0 | 0 | [9 empty] | N/A |  |  |  | 23.80.70.11.14.11 |  |  | B3 |  |  |  | 1291.669250 | Lighting - Dwelling Unit | 1 | L41B | 1 |  |  | 3150.000000 | 32 | [8 empty] | Metal - Paint Finish - Dark Gray, Matte | Glass - White, High Luminance | Metal - Chrome
1414 | 1B11 |  | 822650 | New Construction | N/A | [5 empty] | 102998 |  | 46085 |  | 43344 |  |  | Single Pole | 0 |  | 95665,95666,95667,95668,95669,95670,103554,103555,103556,103557,103558,103559 | 0FXKOTtYf3kRrcedvXFl_q | 1 |  | M_Lighting Switches:Single Pole:Single Pole:822650 |  |  | N/A | 1414 | N/A |  | N/A | N/A | N/A | N/A | N/A |  | 120 V/1-0 VA | N/A | Linked Revit Model : Clinic_A.rvt |  |  |  | Level: Level 1 |  |  |  | 1.200000 |  | 0.000000 | [5 empty] | 1.200000 |  |  |  |  | N/A | UNSET | N/A | N/A | TRUE | N/A | 0 | N/A | 0 | 0 | 0 | 0 | 0 | UNSET | N/A | N/A | FIXED | N/A | Switches | UNSET | N/A |  | N/A | N/A | N/A | 0 | L1 | 0 | N/A | N/A | N/A | 0 | [16 empty] | N/A |  |  |  | 23.80.50.11.14 | [7 empty] | Other |  | L41B | 1 | [5 empty] | 1291.669250 | 0.000000
1808 | 1B11 |  | 888152 | New Construction | N/A | [5 empty] | 102998 |  | 46472 |  | 43706 |  |  | Standard | 0 |  | 98060,98061,98062,98063,98064,98065,103571,103572,103573,103574,103575 | 0Oe4W3Rwf1Dht7uPdCMOzl | 1 |  | M_Duplex Receptacle:Standard:Standard:888152 |  |  | N/A | 1808 | N/A |  | N/A | N/A | N/A | N/A | N/A |  | 120 V/1-180 VA | N/A | Linked Revit Model : Clinic_A.rvt | UNSET |  |  | Level: Level 1 |  |  |  | 0.500000 | [7 empty] | 0.460000 |  |  |  |  | N/A | UNSET | N/A | N/A | TRUE | N/A | 0 | N/A | 0 | 0 | 0 | 0 | 0 | UNSET | N/A | N/A | FIXED | N/A | Ground Fault Receptacles | UNSET | N/A |  | N/A | N/A | N/A | 0 | L1 | 0 | N/A | N/A | N/A | 0 | [16 empty] | N/A |  |  |  | 23.80.50.11.17 | [7 empty] | Receptacle |  | N21B | 14 | [5 empty] | 1291.669250 | 0.000000 | 234 | 1937.503875 | TRUE
699 | 1B12 | 0 | 745370 | New Construction | N/A |  | 0 |  | 0 |  | 102928 | Point+HemiSpherical | 45498 |  | 53369 | REF TYPE MARK | 0 | R1 - 305x1219mm | 0 | 86944 | 91665,91666,91667,91668,91669,91670,91671,103106,103107,103108,103109,103110,103111,103112,103113,103131 | 1MPejKGxvAxOPe64yBS3WQ | 1 |  | M_Troffer Light - Parabolic Rectangular:R1 - 305x1219mm:R1 - 305x1219mm:745370 |  | NO | N/A | 699 | N/A | 16777215 | N/A | N/A | N/A | N/A | N/A |  | 120 V/1-80 VA | N/A | Linked Revit Model : Clinic_A.rvt | UNSET |  |  | Level: Level 1 | UNSET | F | 0 | 2.680000 |  | 861.112833 | 0 | 0.050000 |  |  |  | 1.200000 |  |  | T8, 1219mm, RAPID START, CRI=75 T8, 1219mm, RAPID START, CRI=75 T8, 1219mm, RAPID START, CRI=75 T8, 1219mm, RAPID START, CRI=75 T8, 1219mm, RAPID START, CRI=75 |  | N/A | UNSET | N/A | N/A | TRUE | N/A | 0 | N/A | 0 | 0 | 0 | 0 | 0 | UNSET | N/A | N/A | FIXED | N/A | Downlights | UNSET | N/A | D5020210 | N/A | N/A | N/A | 0 | L1 | 0 | N/A | N/A | N/A | 0 | UNSET | UNSET | 0 | 0 | 0 | 0 | 0 | [9 empty] | N/A | Lighting - Fluorescent |  |  | 23.80.70.11.14.11 |  |  | R1 |  |  |  | 1291.669250 | Lighting - Dwelling Unit | 1 | L41B | 1 |  |  | 1800.000000 | 32 | [8 empty] | Metal - Paint Finish - Dark Gray, Matte | Glass - White, High Luminance | Metal - Chrome
1820 | 1B12 |  | 889426 | New Construction | N/A | [5 empty] | 102928 |  | 46485 |  | 43718 |  |  | Standard | 0 |  | 98136,98137,98138,98139,98140,98141,103571,103572,103573,103574,103575 | 0Oe4W3Rwf1Dht7uPdCMP1b | 1 |  | M_Duplex Receptacle:Standard:Standard:889426 |  |  | N/A | 1820 | N/A |  | N/A | N/A | N/A | N/A | N/A |  | 120 V/1-180 VA | N/A | Linked Revit Model : Clinic_A.rvt | UNSET |  |  | Level: Level 1 |  |  |  | 0.500000 | [7 empty] | 0.460000 |  |  |  |  | N/A | UNSET | N/A | N/A | TRUE | N/A | 0 | N/A | 0 | 0 | 0 | 0 | 0 | UNSET | N/A | N/A | FIXED | N/A | Ground Fault Receptacles | UNSET | N/A |  | N/A | N/A | N/A | 0 | L1 | 0 | N/A | N/A | N/A | 0 | [16 empty] | N/A |  |  |  | 23.80.50.11.17 | [7 empty] | Receptacle |  | N21B | 7 | [5 empty] | 1291.669250 | 0.000000 | 246 | 1937.503875 | TRUE
582 | 1B13 | 0 | 740992 | New Construction | N/A |  | 0 |  | 0 |  | 103296 | Point+HemiSpherical | 45381 |  | 53252 | REF TYPE MARK | 0 | B1 - 0610x1219mm | 0 | 87061 | 90838,90839,90840,90841,90842,90843,90844,103561,103562,103563,103564,103565,103566,103567,103568,103569 | 2ikEQjpcTDnxUN0yGA3WRM | 1 |  | M_Troffer Light - Parabolic Rectangular:B1 - 0610x1219mm:B1 - 0610x1219mm:740992 |  | NO | N/A | 582 | N/A | 16777215 | N/A | N/A | N/A | N/A | N/A |  | 120 V/1-80 VA | N/A | <not associated> | UNSET |  |  | Level: Level 1 | UNSET | F | 0 | 2.680000 |  | 861.112833 | 0 | 0.050000 |  |  |  | 1.200000 |  |  | T8, 1219mm, RAPID START, CRI=75 |  | N/A | UNSET | N/A | N/A | TRUE | N/A | 0 | N/A | 0 | 0 | 0 | 0 | 0 | UNSET | N/A | N/A | FIXED | N/A | Downlights | UNSET | N/A | D5020210 | N/A | N/A | N/A | 0 | L1 | 0 | N/A | N/A | N/A | 0 | UNSET | UNSET | 0 | 0 | 0 | 0 | 0 | [9 empty] | N/A | Lighting - Fluorescent |  |  | 23.80.70.11.14.11 |  |  | B1 |  |  |  | 1291.669250 | Lighting - Dwelling Unit | 1 | L41B | 1 |  |  | 2900.000000 | 32 | [8 empty] | Metal - Paint Finish - Dark Gray, Matte | Glass - White, High Luminance | Metal - Chrome
583 | 1B13 | 0 | 741000 | New Construction | N/A |  | 0 |  | 0 |  | 103296 | Point+HemiSpherical | 45382 |  | 53253 | REF TYPE MARK | 0 | B1 - 0610x1219mm | 0 | 87060 | 90845,90846,90847,90848,90849,90850,90851,103561,103562,103563,103564,103565,103566,103567,103568,103569 | 2ikEQjpcTDnxUN0yGA3WRU | 1 |  | M_Troffer Light - Parabolic Rectangular:B1 - 0610x1219mm:B1 - 0610x1219mm:741000 |  | NO | N/A | 583 | N/A | 16777215 | N/A | N/A | N/A | N/A | N/A |  | 120 V/1-80 VA | N/A | <not associated> | UNSET |  |  | Level: Level 1 | UNSET | F | 0 | 2.680000 |  | 861.112833 | 0 | 0.050000 |  |  |  | 1.200000 |  |  | T8, 1219mm, RAPID START, CRI=75 |  | N/A | UNSET | N/A | N/A | TRUE | N/A | 0 | N/A | 0 | 0 | 0 | 0 | 0 | UNSET | N/A | N/A | FIXED | N/A | Downlights | UNSET | N/A | D5020210 | N/A | N/A | N/A | 0 | L1 | 0 | N/A | N/A | N/A | 0 | UNSET | UNSET | 0 | 0 | 0 | 0 | 0 | [9 empty] | N/A | Lighting - Fluorescent |  |  | 23.80.70.11.14.11 |  |  | B1 |  |  |  | 1291.669250 | Lighting - Dwelling Unit | 1 | L41B | 1 |  |  | 2900.000000 | 32 | [8 empty] | Metal - Paint Finish - Dark Gray, Matte | Glass - White, High Luminance | Metal - Chrome
584 | 1B13 | 0 | 741008 | New Construction | N/A |  | 0 |  | 0 |  | 103296 | Point+HemiSpherical | 45383 |  | 53254 | REF TYPE MARK | 0 | B1 - 0610x1219mm | 0 | 87059 | 90852,90853,90854,90855,90856,90857,90858,103561,103562,103563,103564,103565,103566,103567,103568,103569 | 2ikEQjpcTDnxUN0yGA3WR6 | 1 |  | M_Troffer Light - Parabolic Rectangular:B1 - 0610x1219mm:B1 - 0610x1219mm:741008 |  | NO | N/A | 584 | N/A | 16777215 | N/A | N/A | N/A | N/A | N/A |  | 120 V/1-80 VA | N/A | <not associated> | UNSET |  |  | Level: Level 1 | UNSET | F | 0 | 2.680000 |  | 861.112833 | 0 | 0.050000 |  |  |  | 1.200000 |  |  | T8, 1219mm, RAPID START, CRI=75 |  | N/A | UNSET | N/A | N/A | TRUE | N/A | 0 | N/A | 0 | 0 | 0 | 0 | 0 | UNSET | N/A | N/A | FIXED | N/A | Downlights | UNSET | N/A | D5020210 | N/A | N/A | N/A | 0 | L1 | 0 | N/A | N/A | N/A | 0 | UNSET | UNSET | 0 | 0 | 0 | 0 | 0 | [9 empty] | N/A | Lighting - Fluorescent |  |  | 23.80.70.11.14.11 |  |  | B1 |  |  |  | 1291.669250 | Lighting - Dwelling Unit | 1 | L41B | 1 |  |  | 2900.000000 | 32 | [8 empty] | Metal - Paint Finish - Dark Gray, Matte | Glass - White, High Luminance | Metal - Chrome
585 | 1B13 | 0 | 741014 | New Construction | N/A |  | 0 |  | 0 |  | 103296 | Point+HemiSpherical | 45384 |  | 53255 | REF TYPE MARK | 0 | B1 - 0610x1219mm | 0 | 87058 | 90859,90860,90861,90862,90863,90864,90865,103561,103562,103563,103564,103565,103566,103567,103568,103569 | 2ikEQjpcTDnxUN0yGA3WR0 | 1 |  | M_Troffer Light - Parabolic Rectangular:B1 - 0610x1219mm:B1 - 0610x1219mm:741014 |  | NO | N/A | 585 | N/A | 16777215 | N/A | N/A | N/A | N/A | N/A |  | 120 V/1-80 VA | N/A | <not associated> | UNSET |  |  | Level: Level 1 | UNSET | F | 0 | 2.680000 |  | 861.112833 | 0 | 0.050000 |  |  |  | 1.200000 |  |  | T8, 1219mm, RAPID START, CRI=75 |  | N/A | UNSET | N/A | N/A | TRUE | N/A | 0 | N/A | 0 | 0 | 0 | 0 | 0 | UNSET | N/A | N/A | FIXED | N/A | Downlights | UNSET | N/A | D5020210 | N/A | N/A | N/A | 0 | L1 | 0 | N/A | N/A | N/A | 0 | UNSET | UNSET | 0 | 0 | 0 | 0 | 0 | [9 empty] | N/A | Lighting - Fluorescent |  |  | 23.80.70.11.14.11 |  |  | B1 |  |  |  | 1291.669250 | Lighting - Dwelling Unit | 1 | L41B | 1 |  |  | 2900.000000 | 32 | [8 empty] | Metal - Paint Finish - Dark Gray, Matte | Glass - White, High Luminance | Metal - Chrome
586 | 1B13 | 0 | 741034 | New Construction | N/A |  | 0 |  | 0 |  | 103296 | Point+HemiSpherical | 45385 |  | 53256 | REF TYPE MARK | 0 | B1 - 0610x1219mm | 0 | 87057 | 90866,90867,90868,90869,90870,90871,90872,103561,103562,103563,103564,103565,103566,103567,103568,103569 | 2ikEQjpcTDnxUN0yGA3WRy | 1 |  | M_Troffer Light - Parabolic Rectangular:B1 - 0610x1219mm:B1 - 0610x1219mm:741034 |  | NO | N/A | 586 | N/A | 16777215 | N/A | N/A | N/A | N/A | N/A |  | 120 V/1-80 VA | N/A | <not associated> | UNSET |  |  | Level: Level 1 | UNSET | F | 0 | 2.680000 |  | 861.112833 | 0 | 0.050000 |  |  |  | 1.200000 |  |  | T8, 1219mm, RAPID START, CRI=75 |  | N/A | UNSET | N/A | N/A | TRUE | N/A | 0 | N/A | 0 | 0 | 0 | 0 | 0 | UNSET | N/A | N/A | FIXED | N/A | Downlights | UNSET | N/A | D5020210 | N/A | N/A | N/A | 0 | L1 | 0 | N/A | N/A | N/A | 0 | UNSET | UNSET | 0 | 0 | 0 | 0 | 0 | [9 empty] | N/A | Lighting - Fluorescent |  |  | 23.80.70.11.14.11 |  |  | B1 |  |  |  | 1291.669250 | Lighting - Dwelling Unit | 1 | L41B | 1 |  |  | 2900.000000 | 32 | [8 empty] | Metal - Paint Finish - Dark Gray, Matte | Glass - White, High Luminance | Metal - Chrome
1834 | 1B13 |  | 891357 | New Construction | N/A | [5 empty] | 103296 |  | 46500 |  | 43732 |  |  | Standard | 0 |  | 98223,98224,98225,98226,98227,98228,103571,103572,103573,103574,103575 | 0Oe4W3Rwf1Dht7uPdCMPlg | 1 |  | M_Duplex Receptacle:Standard:Standard:891357 |  |  | N/A | 1834 | N/A |  | N/A | N/A | N/A | N/A | N/A |  | 120 V/1-180 VA | N/A | Linked Revit Model : Clinic_A.rvt | UNSET |  |  | Level: Level 1 |  |  |  | 0.500000 | [7 empty] | 0.460000 |  |  |  |  | N/A | UNSET | N/A | N/A | TRUE | N/A | 0 | N/A | 0 | 0 | 0 | 0 | 0 | UNSET | N/A | N/A | FIXED | N/A | Ground Fault Receptacles | UNSET | N/A |  | N/A | N/A | N/A | 0 | L1 | 0 | N/A | N/A | N/A | 0 | [16 empty] | N/A |  |  |  | 23.80.50.11.17 | [7 empty] | Receptacle |  | N21B | 5 | [5 empty] | 1291.669250 | 0.000000 | 260 | 1937.503875 | TRUE
1852 | 1B13 |  | 894123 | New Construction | N/A | [5 empty] | 103296 |  | 46518 |  | 43750 |  |  | Standard | 0 |  | 98338,98339,98340,98341,98342,98343,103571,103572,103573,103574,103575 | 0Oe4W3Rwf1Dht7uPdCMQQS | 1 |  | M_Duplex Receptacle:Standard:Standard:894123 |  |  | N/A | 1852 | N/A |  | N/A | N/A | N/A | N/A | N/A |  | 120 V/1-180 VA | N/A | Linked Revit Model : Clinic_A.rvt | UNSET |  |  | Level: Level 1 |  |  |  | 0.500000 | [7 empty] | 0.460000 |  |  |  |  | N/A | UNSET | N/A | N/A | TRUE | N/A | 0 | N/A | 0 | 0 | 0 | 0 | 0 | UNSET | N/A | N/A | FIXED | N/A | Ground Fault Receptacles | UNSET | N/A |  | N/A | N/A | N/A | 0 | L1 | 0 | N/A | N/A | N/A | 0 | [16 empty] | N/A |  |  |  | 23.80.50.11.17 | [7 empty] | Receptacle |  | N21B | 5 | [5 empty] | 1291.669250 | 0.000000 | 278 | 1937.503875 | TRUE
1853 | 1B13 |  | 894198 | New Construction | N/A | [5 empty] | 103296 |  | 46519 |  | 43751 |  |  | Standard | 0 |  | 98344,98345,98346,98347,98348,98349,103571,103572,103573,103574,103575 | 0Oe4W3Rwf1Dht7uPdCMQR1 | 1 |  | M_Duplex Receptacle:Standard:Standard:894198 |  |  | N/A | 1853 | N/A |  | N/A | N/A | N/A | N/A | N/A |  | 120 V/1-180 VA | N/A | Linked Revit Model : Clinic_A.rvt | UNSET |  |  | Level: Level 1 |  |  |  | 0.500000 | [7 empty] | 0.460000 |  |  |  |  | N/A | UNSET | N/A | N/A | TRUE | N/A | 0 | N/A | 0 | 0 | 0 | 0 | 0 | UNSET | N/A | N/A | FIXED | N/A | Ground Fault Receptacles | UNSET | N/A |  | N/A | N/A | N/A | 0 | L1 | 0 | N/A | N/A | N/A | 0 | [16 empty] | N/A |  |  |  | 23.80.50.11.17 | [7 empty] | Receptacle |  | N21B | 5 | [5 empty] | 1291.669250 | 0.000000 | 279 | 1937.503875 | TRUE
2108 | 1B13 |  | 934961 | New Construction | N/A | [5 empty] | 103296 |  | 46784 |  | 44010 |  |  | Standard | 0 |  | 99937,99938,99939,99940,99941,99942,103571,103572,103573,103574,103575 | 3AFN707Bj9afSO$T13iNA0 | 1 |  | M_Duplex Receptacle:Standard:Standard:934961 |  |  | N/A | 2108 | N/A |  | N/A | N/A | N/A | N/A | N/A |  | 120 V/1-180 VA | N/A | Linked Revit Model : Clinic_A.rvt | UNSET |  |  | Level: Level 1 |  |  |  | 0.500000 | [7 empty] | 0.460000 |  |  |  |  | N/A | UNSET | N/A | N/A | TRUE | N/A | 0 | N/A | 0 | 0 | 0 | 0 | 0 | UNSET | N/A | N/A | FIXED | N/A | Ground Fault Receptacles | UNSET | N/A |  | N/A | N/A | N/A | 0 | L1 | 0 | N/A | N/A | N/A | 0 | [16 empty] | N/A |  |  |  | 23.80.50.11.17 | [7 empty] | Receptacle |  | N21B | 6 | [5 empty] | 1291.669250 | 0.000000 | 534 | 1937.503875 | TRUE
698 | 1B14 | 0 | 745356 | New Construction | N/A |  | 0 |  | 0 |  | 102927 | Point+HemiSpherical | 45497 |  | 53368 | REF TYPE MARK | 0 | R1 - 305x1219mm | 0 | 86945 | 91658,91659,91660,91661,91662,91663,91664,103106,103107,103108,103109,103110,103111,103112,103113,103131 | 1MPejKGxvAxOPe64yBS3WC | 1 |  | M_Troffer Light - Parabolic Rectangular:R1 - 305x1219mm:R1 - 305x1219mm:745356 |  | NO | N/A | 698 | N/A | 16777215 | N/A | N/A | N/A | N/A | N/A |  | 120 V/1-80 VA | N/A | Linked Revit Model : Clinic_A.rvt | UNSET |  |  | Level: Level 1 | UNSET | F | 0 | 2.680000 |  | 861.112833 | 0 | 0.050000 |  |  |  | 1.200000 |  |  | T8, 1219mm, RAPID START, CRI=75 T8, 1219mm, RAPID START, CRI=75 T8, 1219mm, RAPID START, CRI=75 T8, 1219mm, RAPID START, CRI=75 T8, 1219mm, RAPID START, CRI=75 |  | N/A | UNSET | N/A | N/A | TRUE | N/A | 0 | N/A | 0 | 0 | 0 | 0 | 0 | UNSET | N/A | N/A | FIXED | N/A | Downlights | UNSET | N/A | D5020210 | N/A | N/A | N/A | 0 | L1 | 0 | N/A | N/A | N/A | 0 | UNSET | UNSET | 0 | 0 | 0 | 0 | 0 | [9 empty] | N/A | Lighting - Fluorescent |  |  | 23.80.70.11.14.11 |  |  | R1 |  |  |  | 1291.669250 | Lighting - Dwelling Unit | 1 | L41B | 1 |  |  | 1800.000000 | 32 | [8 empty] | Metal - Paint Finish - Dark Gray, Matte | Glass - White, High Luminance | Metal - Chrome
1821 | 1B14 |  | 889712 | New Construction | N/A | [5 empty] | 102927 |  | 46486 |  | 43719 |  |  | Standard | 0 |  | 98143,98144,98145,98146,98147,98148,103571,103572,103573,103574,103575 | 0Oe4W3Rwf1Dht7uPdCMP57 | 1 |  | M_Duplex Receptacle:Standard:Standard:889712 |  |  | N/A | 1821 | N/A |  | N/A | N/A | N/A | N/A | N/A |  | 120 V/1-180 VA | N/A | Linked Revit Model : Clinic_A.rvt | UNSET |  |  | Level: Level 1 |  |  |  | 0.500000 | [7 empty] | 0.460000 |  |  |  |  | N/A | UNSET | N/A | N/A | TRUE | N/A | 0 | N/A | 0 | 0 | 0 | 0 | 0 | UNSET | N/A | N/A | FIXED | N/A | Ground Fault Receptacles | UNSET | N/A |  | N/A | N/A | N/A | 0 | L1 | 0 | N/A | N/A | N/A | 0 | [16 empty] | N/A |  |  |  | 23.80.50.11.17 | [7 empty] | Receptacle |  | N21B | 7 | [5 empty] | 1291.669250 | 0.000000 | 247 | 1937.503875 | TRUE
587 | 1B15 | 0 | 741042 | New Construction | N/A |  | 0 |  | 0 |  | 103095 | Point+HemiSpherical | 45386 |  | 53257 | REF TYPE MARK | 0 | C1D - 0610x1219mm | 0 | 87056 | 90873,90874,90875,90876,90877,90878,90879,103072,103073,103074,103075,103076,103077,103078,103079,103085 | 2ikEQjpcTDnxUN0yGA3WRa | 1 |  | M_Troffer Light - Parabolic Rectangular:C1D - 0610x1219mm:C1D - 0610x1219mm:741042 |  | NO | N/A | 587 | N/A | 16777215 | N/A | N/A | N/A | N/A | N/A |  | 120 V/1-80 VA | N/A | <not associated> | UNSET |  |  | Level: Level 1 | UNSET | F | 0 | 2.680000 |  | 861.112833 | 0 | 0.050000 |  |  |  | 1.200000 |  |  | T8, 1219mm, RAPID START, CRI=75 |  | N/A | UNSET | N/A | N/A | TRUE | N/A | 0 | N/A | 0 | 0 | 0 | 0 | 0 | UNSET | N/A | N/A | FIXED | N/A | Downlights | UNSET | N/A | D5020210 | N/A | N/A | N/A | 0 | L1 | 0 | N/A | N/A | N/A | 0 | UNSET | UNSET | 0 | 0 | 0 | 0 | 0 | [9 empty] | N/A | Lighting - Fluorescent |  |  | 23.80.70.11.14.11 |  |  | C1D |  |  |  | 1291.669250 | Lighting - Dwelling Unit | 1 | L41B | 1 |  |  | 2900.000000 | 32 | [8 empty] | Metal - Paint Finish - Dark Gray, Matte | Glass - White, High Luminance | Metal - Chrome
1854 | 1B15 |  | 894253 | New Construction | N/A | [5 empty] | 103095 |  | 46520 |  | 43752 |  |  | Standard | 0 |  | 98350,98351,98352,98353,98354,98355,103571,103572,103573,103574,103575 | 0Oe4W3Rwf1Dht7uPdCMQSQ | 1 |  | M_Duplex Receptacle:Standard:Standard:894253 |  |  | N/A | 1854 | N/A |  | N/A | N/A | N/A | N/A | N/A |  | 120 V/1-180 VA | N/A | Linked Revit Model : Clinic_A.rvt | UNSET |  |  | Level: Level 1 |  |  |  | 0.500000 | [7 empty] | 0.460000 |  |  |  |  | N/A | UNSET | N/A | N/A | TRUE | N/A | 0 | N/A | 0 | 0 | 0 | 0 | 0 | UNSET | N/A | N/A | FIXED | N/A | Ground Fault Receptacles | UNSET | N/A |  | N/A | N/A | N/A | 0 | L1 | 0 | N/A | N/A | N/A | 0 | [16 empty] | N/A |  |  |  | 23.80.50.11.17 | [7 empty] | Receptacle |  | N21B | 5 | [5 empty] | 1291.669250 | 0.000000 | 280 | 1937.503875 | TRUE
1856 | 1B15 |  | 894656 | New Construction | N/A | [5 empty] | 103095 |  | 46523 |  | 43754 |  |  | Standard | 0 |  | 98362,98363,98364,98365,98366,98367,103571,103572,103573,103574,103575 | 0Oe4W3Rwf1Dht7uPdCMQJt | 1 |  | M_Duplex Receptacle:Standard:Standard:894656 |  |  | N/A | 1856 | N/A |  | N/A | N/A | N/A | N/A | N/A |  | 120 V/1-180 VA | N/A | Linked Revit Model : Clinic_A.rvt | UNSET |  |  | Level: Level 1 |  |  |  | 0.500000 | [7 empty] | 0.460000 |  |  |  |  | N/A | UNSET | N/A | N/A | TRUE | N/A | 0 | N/A | 0 | 0 | 0 | 0 | 0 | UNSET | N/A | N/A | FIXED | N/A | Ground Fault Receptacles | UNSET | N/A |  | N/A | N/A | N/A | 0 | L1 | 0 | N/A | N/A | N/A | 0 | [16 empty] | N/A |  |  |  | 23.80.50.11.17 | [7 empty] | Receptacle |  | N21B | 3 | [5 empty] | 1291.669250 | 0.000000 | 282 | 1937.503875 | TRUE
2107 | 1B15 |  | 934906 | New Construction | N/A | [5 empty] | 103095 |  | 46783 |  | 44009 |  |  | Standard | 0 |  | 99931,99932,99933,99934,99935,99936,103571,103572,103573,103574,103575 | 3AFN707Bj9afSO$T13iNLB | 1 |  | M_Duplex Receptacle:Standard:Standard:934906 |  |  | N/A | 2107 | N/A |  | N/A | N/A | N/A | N/A | N/A |  | 120 V/1-180 VA | N/A | Linked Revit Model : Clinic_A.rvt | UNSET |  |  | Level: Level 1 |  |  |  | 0.500000 | [7 empty] | 0.460000 |  |  |  |  | N/A | UNSET | N/A | N/A | TRUE | N/A | 0 | N/A | 0 | 0 | 0 | 0 | 0 | UNSET | N/A | N/A | FIXED | N/A | Ground Fault Receptacles | UNSET | N/A |  | N/A | N/A | N/A | 0 | L1 | 0 | N/A | N/A | N/A | 0 | [16 empty] | N/A |  |  |  | 23.80.50.11.17 | [7 empty] | Receptacle |  | N21B | 5 | [5 empty] | 1291.669250 | 0.000000 | 533 | 1937.503875 | TRUE
697 | 1B16 | 0 | 745294 | New Construction | N/A |  | 0 |  | 0 |  | 102926 | Point+HemiSpherical | 45496 |  | 53367 | REF TYPE MARK | 0 | Q1 - 1219mm | 0 | 86946 | 91651,91652,91653,91654,91655,91656,91657,103200,103201,103202,103203,103204,103205,103206,103207,103220 | 1MPejKGxvAxOPe64yBS3ZE | 1 |  | M_Pendant Light - Linear:Q1 - 1219mm:Q1 - 1219mm:745294 |  | NO | N/A | 697 | N/A | 16777215 | N/A | N/A | N/A | N/A | N/A |  | 120 V/1-150 VA | N/A | Linked Revit Model : Clinic_A.rvt | UNSET |  |  | Level: Level 1 | UNSET | F | 0 | 2.680000 |  | 1614.586563 | 0 | 0.050000 |  |  |  | 1.200000 |  |  | T8, 1219mm, RAPID START, CRI=75 |  | N/A | UNSET | N/A | N/A | TRUE | N/A | 0 | N/A | 0 | 0 | 0 | 0 | 0 | UNSET | N/A | N/A | FIXED | N/A | General Luminaries, Non Directional | UNSET | N/A |  | N/A | N/A | N/A | 0 | L1 | 0 | N/A | N/A | N/A | 0 | UNSET | UNSET | 0 | 0 | 0 | 0 | 0 | [9 empty] | N/A |  |  |  | 23.80.70.11.11 |  |  | Q1 |  |  |  | 1291.669250 | Lighting - Dwelling Unit | 1 | L41B | 1 |  |  | 2900.000000 | 32 | [9 empty] | Glass - White, High Luminance |  | 2.400000 | 0.300000 | Metal - Paint Finish - Ivory, Glossy | Metal - Paint Finish - Ivory, Glossy
1822 | 1B16 |  | 889817 | New Construction | N/A | [5 empty] | 102926 |  | 46487 |  | 43720 |  |  | Standard | 0 |  | 98150,98151,98152,98153,98154,98155,103571,103572,103573,103574,103575 | 0Oe4W3Rwf1Dht7uPdCMP7k | 1 |  | M_Duplex Receptacle:Standard:Standard:889817 |  |  | N/A | 1822 | N/A |  | N/A | N/A | N/A | N/A | N/A |  | 120 V/1-180 VA | N/A | Linked Revit Model : Clinic_A.rvt | UNSET |  |  | Level: Level 1 |  |  |  | 0.500000 | [7 empty] | 0.460000 |  |  |  |  | N/A | UNSET | N/A | N/A | TRUE | N/A | 0 | N/A | 0 | 0 | 0 | 0 | 0 | UNSET | N/A | N/A | FIXED | N/A | Ground Fault Receptacles | UNSET | N/A |  | N/A | N/A | N/A | 0 | L1 | 0 | N/A | N/A | N/A | 0 | [16 empty] | N/A |  |  |  | 23.80.50.11.17 | [7 empty] | Receptacle |  | N21B | 7 | [5 empty] | 1291.669250 | 0.000000 | 248 | 1937.503875 | TRUE
579 | 1B17 | 0 | 740966 | New Construction | N/A |  | 0 |  | 0 |  | 103362 | Point+HemiSpherical | 45378 |  | 53249 | REF TYPE MARK | 0 | B1 - 0610x1219mm | 0 | 87064 | 90817,90818,90819,90820,90821,90822,90823,103561,103562,103563,103564,103565,103566,103567,103568,103569 | 2ikEQjpcTDnxUN0yGA3WOm | 1 |  | M_Troffer Light - Parabolic Rectangular:B1 - 0610x1219mm:B1 - 0610x1219mm:740966 |  | NO | N/A | 579 | N/A | 16777215 | N/A | N/A | N/A | N/A | N/A |  | 120 V/1-80 VA | N/A | <not associated> | UNSET |  |  | Level: Level 1 | UNSET | F | 0 | 2.680000 |  | 861.112833 | 0 | 0.050000 |  |  |  | 1.200000 |  |  | T8, 1219mm, RAPID START, CRI=75 |  | N/A | UNSET | N/A | N/A | TRUE | N/A | 0 | N/A | 0 | 0 | 0 | 0 | 0 | UNSET | N/A | N/A | FIXED | N/A | Downlights | UNSET | N/A | D5020210 | N/A | N/A | N/A | 0 | L1 | 0 | N/A | N/A | N/A | 0 | UNSET | UNSET | 0 | 0 | 0 | 0 | 0 | [9 empty] | N/A | Lighting - Fluorescent |  |  | 23.80.70.11.14.11 |  |  | B1 |  |  |  | 1291.669250 | Lighting - Dwelling Unit | 1 | L41B | 1 |  |  | 2900.000000 | 32 | [8 empty] | Metal - Paint Finish - Dark Gray, Matte | Glass - White, High Luminance | Metal - Chrome
580 | 1B17 | 0 | 740974 | New Construction | N/A |  | 0 |  | 0 |  | 103362 | Point+HemiSpherical | 45379 |  | 53250 | REF TYPE MARK | 0 | B1B - 0610x1219mm | 0 | 87063 | 90824,90825,90826,90827,90828,90829,90830,103443,103444,103445,103446,103447,103448,103449,103450,103452 | 2ikEQjpcTDnxUN0yGA3WOu | 1 |  | M_Troffer Light - Parabolic Rectangular:B1B - 0610x1219mm:B1B - 0610x1219mm:740974 |  | YES | N/A | 580 | N/A | 16777215 | N/A | N/A | N/A | N/A | N/A |  | 120 V/1-80 VA | N/A | <not associated> | UNSET |  |  | Level: Level 1 | UNSET | F | 0 | 2.680000 |  | 861.112833 | 0 | 0.050000 |  |  |  | 1.200000 |  |  | T8, 1219mm, RAPID START, CRI=75 |  | N/A | UNSET | N/A | N/A | TRUE | N/A | 0 | N/A | 0 | 0 | 0 | 0 | 0 | UNSET | N/A | N/A | FIXED | N/A | Downlights | UNSET | N/A | D5020210 | N/A | N/A | N/A | 0 | L1 | 0 | N/A | N/A | N/A | 0 | UNSET | UNSET | 0 | 0 | 0 | 0 | 0 | [9 empty] | N/A | Lighting - Fluorescent |  |  | 23.80.70.11.14.11 |  |  | B1B |  |  |  | 1291.669250 | Lighting - Dwelling Unit | 1 | L41B | 1 |  |  | 2900.000000 | 32 | [8 empty] | Metal - Paint Finish - Dark Gray, Matte | Glass - White, High Luminance | Metal - Chrome
581 | 1B17 | 0 | 740982 | New Construction | N/A |  | 0 |  | 0 |  | 103362 | Point+HemiSpherical | 45380 |  | 53251 | REF TYPE MARK | 0 | B1 - 0610x1219mm | 0 | 87062 | 90831,90832,90833,90834,90835,90836,90837,103561,103562,103563,103564,103565,103566,103567,103568,103569 | 2ikEQjpcTDnxUN0yGA3WOW | 1 |  | M_Troffer Light - Parabolic Rectangular:B1 - 0610x1219mm:B1 - 0610x1219mm:740982 |  | NO | N/A | 581 | N/A | 16777215 | N/A | N/A | N/A | N/A | N/A |  | 120 V/1-80 VA | N/A | <not associated> | UNSET |  |  | Level: Level 1 | UNSET | F | 0 | 2.680000 |  | 861.112833 | 0 | 0.050000 |  |  |  | 1.200000 |  |  | T8, 1219mm, RAPID START, CRI=75 |  | N/A | UNSET | N/A | N/A | TRUE | N/A | 0 | N/A | 0 | 0 | 0 | 0 | 0 | UNSET | N/A | N/A | FIXED | N/A | Downlights | UNSET | N/A | D5020210 | N/A | N/A | N/A | 0 | L1 | 0 | N/A | N/A | N/A | 0 | UNSET | UNSET | 0 | 0 | 0 | 0 | 0 | [9 empty] | N/A | Lighting - Fluorescent |  |  | 23.80.70.11.14.11 |  |  | B1 |  |  |  | 1291.669250 | Lighting - Dwelling Unit | 1 | L41B | 1 |  |  | 2900.000000 | 32 | [8 empty] | Metal - Paint Finish - Dark Gray, Matte | Glass - White, High Luminance | Metal - Chrome
1251 | 1B17 | 0 | 1214885 | New Construction | N/A |  | 0 |  | 0 |  | 103362 | Point+Spherical | 46216 |  | 43458 | REF TYPE MARK | 0 | Y - X-Ray | 0 | 86565 | 96215,96222,96229,96236,96243,96251,103039,103040,103041,103042,103043,103044,103080 | 1IDUDqfdD848yYb_PPct0j | 1 |  | Lighted Signage:Y - X-Ray:Y - X-Ray:1214885 |  | NO | N/A | 1251 | N/A | 16777215 | N/A | N/A | N/A | N/A | N/A |  |  | N/A | Level : Level 1 | UNSET |  |  |  | UNSET | F | 0 | 2.584500 |  |  | 0 | 0.609600 | [6 empty] | T4, TWIN TUBE CRI=75 |  | N/A | UNSET | N/A | N/A | TRUE | N/A | 0 | N/A | 0 | 0 | 0 | 0 | 0 | UNSET | N/A | N/A | FIXED | N/A | Lighting | UNSET | N/A |  | N/A | N/A | N/A | 0 | L1 | 0 | N/A | N/A | N/A | 0 | UNSET | UNSET | 0 | 0 | 0 | 0 | 0 | [9 empty] | N/A |  |  |  | 23.80.70.00 |  |  | Y | [14 empty] | 0.000000 | Y47 | [12 empty] | F | T | Level: Level 1 | F
1412 | 1B17 |  | 822180 | New Construction | N/A | [5 empty] | 103362 |  | 46083 |  | 43342 |  |  | Single Pole | 0 |  | 95653,95654,95655,95656,95657,95658,103554,103555,103556,103557,103558,103559 | 0FXKOTtYf3kRrcedvXFlbg | 1 |  | M_Lighting Switches:Single Pole:Single Pole:822180 |  |  | N/A | 1412 | N/A |  | N/A | N/A | N/A | N/A | N/A |  | 120 V/1-0 VA | N/A | Linked Revit Model : Clinic_A.rvt |  |  |  | Level: Level 1 |  |  |  | 1.200000 |  | 0.000000 | [5 empty] | 1.200000 |  |  |  |  | N/A | UNSET | N/A | N/A | TRUE | N/A | 0 | N/A | 0 | 0 | 0 | 0 | 0 | UNSET | N/A | N/A | FIXED | N/A | Switches | UNSET | N/A |  | N/A | N/A | N/A | 0 | L1 | 0 | N/A | N/A | N/A | 0 | [16 empty] | N/A |  |  |  | 23.80.50.11.14 | [7 empty] | Other |  | L41B | 1 | [5 empty] | 1291.669250 | 0.000000
1831 | 1B17 |  | 890991 | New Construction | N/A | [5 empty] | 103362 |  | 46496 |  | 43729 |  |  | Standard | 0 |  | 98205,98206,98207,98208,98209,98210,103571,103572,103573,103574,103575 | 0Oe4W3Rwf1Dht7uPdCMPfO | 1 |  | M_Duplex Receptacle:Standard:Standard:890991 |  |  | N/A | 1831 | N/A |  | N/A | N/A | N/A | N/A | N/A |  | 120 V/1-180 VA | N/A | Linked Revit Model : Clinic_A.rvt | UNSET |  |  | Level: Level 1 |  |  |  | 0.500000 | [7 empty] | 0.460000 |  |  |  |  | N/A | UNSET | N/A | N/A | TRUE | N/A | 0 | N/A | 0 | 0 | 0 | 0 | 0 | UNSET | N/A | N/A | FIXED | N/A | Ground Fault Receptacles | UNSET | N/A |  | N/A | N/A | N/A | 0 | L1 | 0 | N/A | N/A | N/A | 0 | [16 empty] | N/A |  |  |  | 23.80.50.11.17 | [7 empty] | Receptacle |  | N21B | 6 | [5 empty] | 1291.669250 | 0.000000 | 257 | 1937.503875 | TRUE
1832 | 1B17 |  | 891157 | New Construction | N/A | [5 empty] | 103362 |  | 46497 |  | 43730 |  |  | Standard | 0 |  | 98211,98212,98213,98214,98215,98216,103571,103572,103573,103574,103575 | 0Oe4W3Rwf1Dht7uPdCMPiY | 1 |  | M_Duplex Receptacle:Standard:Standard:891157 |  |  | N/A | 1832 | N/A |  | N/A | N/A | N/A | N/A | N/A |  | 120 V/1-180 VA | N/A | Linked Revit Model : Clinic_A.rvt | UNSET |  |  | Level: Level 1 |  |  |  | 0.500000 | [7 empty] | 0.460000 |  |  |  |  | N/A | UNSET | N/A | N/A | TRUE | N/A | 0 | N/A | 0 | 0 | 0 | 0 | 0 | UNSET | N/A | N/A | FIXED | N/A | Ground Fault Receptacles | UNSET | N/A |  | N/A | N/A | N/A | 0 | L1 | 0 | N/A | N/A | N/A | 0 | [16 empty] | N/A |  |  |  | 23.80.50.11.17 | [7 empty] | Receptacle |  | N21B | 6 | [5 empty] | 1291.669250 | 0.000000 | 258 | 1937.503875 | TRUE
1833 | 1B17 |  | 891210 | New Construction | N/A | [5 empty] | 103362 |  | 46498 |  | 43731 |  |  | Standard | 0 |  | 98217,98218,98219,98220,98221,98222,103571,103572,103573,103574,103575 | 0Oe4W3Rwf1Dht7uPdCMPjz | 1 |  | M_Duplex Receptacle:Standard:Standard:891210 |  |  | N/A | 1833 | N/A |  | N/A | N/A | N/A | N/A | N/A |  | 120 V/1-180 VA | N/A | Grid : C.5 | UNSET |  |  | Level: Level 1 |  |  |  | 0.500000 | [7 empty] | 0.460000 |  |  |  |  | N/A | UNSET | N/A | N/A | TRUE | N/A | 0 | N/A | 0 | 0 | 0 | 0 | 0 | UNSET | N/A | N/A | FIXED | N/A | Ground Fault Receptacles | UNSET | N/A |  | N/A | N/A | N/A | 0 | L1 | 0 | N/A | N/A | N/A | 0 | [16 empty] | N/A |  |  |  | 23.80.50.11.17 | [7 empty] | Receptacle |  | N21B | 3 | [5 empty] | 1291.669250 | 0.000000 | 259 | 1937.503875 | TRUE
1835 | 1B17 |  | 891401 | New Construction | N/A | [5 empty] | 103362 |  | 46501 |  | 43733 |  |  | Standard | 0 |  | 98229,98230,98231,98232,98233,98234,103571,103572,103573,103574,103575 | 0Oe4W3Rwf1Dht7uPdCMPW_ | 1 |  | M_Duplex Receptacle:Standard:Standard:891401 |  |  | N/A | 1835 | N/A |  | N/A | N/A | N/A | N/A | N/A |  | 120 V/1-180 VA | N/A | Linked Revit Model : Clinic_A.rvt | UNSET |  |  | Level: Level 1 |  |  |  | 0.500000 | [7 empty] | 0.460000 |  |  |  |  | N/A | UNSET | N/A | N/A | TRUE | N/A | 0 | N/A | 0 | 0 | 0 | 0 | 0 | UNSET | N/A | N/A | FIXED | N/A | Ground Fault Receptacles | UNSET | N/A |  | N/A | N/A | N/A | 0 | L1 | 0 | N/A | N/A | N/A | 0 | [16 empty] | N/A |  |  |  | 23.80.50.11.17 | [7 empty] | Receptacle |  | N21B | 3 | [5 empty] | 1291.669250 | 0.000000 | 261 | 1937.503875 | TRUE
2103 | 1B17 |  | 934477 | New Construction | N/A | [5 empty] | 103362 |  | 46779 |  | 44005 |  |  | Standard | 0 |  | 99907,99908,99909,99910,99911,99912,103571,103572,103573,103574,103575 | 3lgfavpaXB7eKXFQO5$_3I | 1 |  | M_Duplex Receptacle:Standard:Standard:934477 |  |  | N/A | 2103 | N/A |  | N/A | N/A | N/A | N/A | N/A |  | 120 V/1-180 VA | N/A | Linked Revit Model : Clinic_A.rvt | UNSET |  |  | Level: Level 1 |  |  |  | 0.500000 | [7 empty] | 0.460000 |  |  |  |  | N/A | UNSET | N/A | N/A | TRUE | N/A | 0 | N/A | 0 | 0 | 0 | 0 | 0 | UNSET | N/A | N/A | FIXED | N/A | Ground Fault Receptacles | UNSET | N/A |  | N/A | N/A | N/A | 0 | L1 | 0 | N/A | N/A | N/A | 0 | [16 empty] | N/A |  |  |  | 23.80.50.11.17 | [7 empty] | Receptacle |  | N21B | 1 | [5 empty] | 1291.669250 | 0.000000 | 529 | 1937.503875 | TRUE
2104 | 1B17 |  | 934497 | New Construction | N/A | [5 empty] | 103362 |  | 46780 |  | 44006 |  |  | Standard | 0 |  | 99913,99914,99915,99916,99917,99918,103571,103572,103573,103574,103575 | 3lgfavpaXB7eKXFQO5$_3_ | 1 |  | M_Duplex Receptacle:Standard:Standard:934497 |  |  | N/A | 2104 | N/A |  | N/A | N/A | N/A | N/A | N/A |  | 120 V/1-180 VA | N/A | Linked Revit Model : Clinic_A.rvt | UNSET |  |  | Level: Level 1 |  |  |  | 0.500000 | [7 empty] | 0.460000 |  |  |  |  | N/A | UNSET | N/A | N/A | TRUE | N/A | 0 | N/A | 0 | 0 | 0 | 0 | 0 | UNSET | N/A | N/A | FIXED | N/A | Ground Fault Receptacles | UNSET | N/A |  | N/A | N/A | N/A | 0 | L1 | 0 | N/A | N/A | N/A | 0 | [16 empty] | N/A |  |  |  | 23.80.50.11.17 | [7 empty] | Receptacle |  | N21B | 1 | [5 empty] | 1291.669250 | 0.000000 | 530 | 1937.503875 | TRUE
675 | 1B19 | 0 | 743764 | New Construction | N/A |  | 0 |  | 0 |  | 103374 | Point+HemiSpherical | 45474 |  | 53345 | REF TYPE MARK | 0 | B3D - 610x610mm | 0 | 86968 | 91497,91498,91499,91500,91501,91502,91503,103208,103209,103210,103211,103212,103213,103214,103215,103221 | 312$WHH7b36fc6XaYoDl8h | 1 |  | M_Troffer Light - Parabolic Square:B3D - 610x610mm:B3D - 610x610mm:743764 |  | NO | N/A | 675 | N/A | 16777215 | N/A | N/A | N/A | N/A | N/A |  | 120 V/1-40 VA | N/A | Linked Revit Model : Clinic_A.rvt | UNSET |  |  | Level: Level 1 | UNSET | F | 0 | 2.680000 |  | 430.556417 | 0 | 0.050000 |  |  |  | 1.200000 |  |  | U-SHAPED, CRI=75 |  | N/A | UNSET | N/A | N/A | TRUE | N/A | 0 | N/A | 0 | 0 | 0 | 0 | 0 | UNSET | N/A | N/A | FIXED | N/A | Downlights | UNSET | N/A |  | N/A | N/A | N/A | 0 | L1 | 0 | N/A | N/A | N/A | 0 | UNSET | UNSET | 0 | 0 | 0 | 0 | 0 | [9 empty] | N/A |  |  |  | 23.80.70.11.14.11 |  |  | B3D |  |  |  | 1291.669250 | Lighting - Dwelling Unit | 1 | L41B | 1 |  |  | 3150.000000 | 32 | [8 empty] | Metal - Paint Finish - Dark Gray, Matte | Glass - White, High Luminance | Metal - Chrome
676 | 1B19 | 0 | 743772 | New Construction | N/A |  | 0 |  | 0 |  | 103374 | Point+HemiSpherical | 45475 |  | 53346 | REF TYPE MARK | 0 | B3D - 610x610mm | 0 | 86967 | 91504,91505,91506,91507,91508,91509,91510,103208,103209,103210,103211,103212,103213,103214,103215,103221 | 312$WHH7b36fc6XaYoDl8Z | 1 |  | M_Troffer Light - Parabolic Square:B3D - 610x610mm:B3D - 610x610mm:743772 |  | NO | N/A | 676 | N/A | 16777215 | N/A | N/A | N/A | N/A | N/A |  | 120 V/1-40 VA | N/A | Linked Revit Model : Clinic_A.rvt | UNSET |  |  | Level: Level 1 | UNSET | F | 0 | 2.680000 |  | 430.556417 | 0 | 0.050000 |  |  |  | 1.200000 |  |  | U-SHAPED, CRI=75 |  | N/A | UNSET | N/A | N/A | TRUE | N/A | 0 | N/A | 0 | 0 | 0 | 0 | 0 | UNSET | N/A | N/A | FIXED | N/A | Downlights | UNSET | N/A |  | N/A | N/A | N/A | 0 | L1 | 0 | N/A | N/A | N/A | 0 | UNSET | UNSET | 0 | 0 | 0 | 0 | 0 | [9 empty] | N/A |  |  |  | 23.80.70.11.14.11 |  |  | B3D |  |  |  | 1291.669250 | Lighting - Dwelling Unit | 1 | L41B | 1 |  |  | 3150.000000 | 32 | [8 empty] | Metal - Paint Finish - Dark Gray, Matte | Glass - White, High Luminance | Metal - Chrome
677 | 1B19 | 0 | 743782 | New Construction | N/A |  | 0 |  | 0 |  | 103374 | Point+HemiSpherical | 45476 |  | 53347 | REF TYPE MARK | 0 | B3DB - 610x610mm | 0 | 86966 | 91511,91512,91513,91514,91515,91516,91517,102959,102960,102961,102962,102963,102964,102965,102966,102984 | 312$WHH7b36fc6XaYoDl8P | 1 |  | M_Troffer Light - Parabolic Square:B3DB - 610x610mm:B3DB - 610x610mm:743782 |  | YES | N/A | 677 | N/A | 16777215 | N/A | N/A | N/A | N/A | N/A |  | 120 V/1-40 VA | N/A | Linked Revit Model : Clinic_A.rvt | UNSET |  |  | Level: Level 1 | UNSET | F | 0 | 2.680000 |  | 430.556417 | 0 | 0.050000 |  |  |  | 1.200000 |  |  | U-SHAPED, CRI=75 |  | N/A | UNSET | N/A | N/A | TRUE | N/A | 0 | N/A | 0 | 0 | 0 | 0 | 0 | UNSET | N/A | N/A | FIXED | N/A | Downlights | UNSET | N/A |  | N/A | N/A | N/A | 0 | L1 | 0 | N/A | N/A | N/A | 0 | UNSET | UNSET | 0 | 0 | 0 | 0 | 0 | [9 empty] | N/A |  |  |  | 23.80.70.11.14.11 |  |  | B3DB |  |  |  | 1291.669250 | Lighting - Dwelling Unit | 1 | L41B | 1 |  |  | 3150.000000 | 32 | [8 empty] | Metal - Paint Finish - Dark Gray, Matte | Glass - White, High Luminance | Metal - Chrome
678 | 1B19 | 0 | 743800 | New Construction | N/A |  | 0 |  | 0 |  | 103374 | Point+HemiSpherical | 45477 |  | 53348 | REF TYPE MARK | 0 | B3D - 610x610mm | 0 | 86965 | 91518,91519,91520,91521,91522,91523,91524,103208,103209,103210,103211,103212,103213,103214,103215,103221 | 312$WHH7b36fc6XaYoDl87 | 1 |  | M_Troffer Light - Parabolic Square:B3D - 610x610mm:B3D - 610x610mm:743800 |  | NO | N/A | 678 | N/A | 16777215 | N/A | N/A | N/A | N/A | N/A |  | 120 V/1-40 VA | N/A | Linked Revit Model : Clinic_A.rvt | UNSET |  |  | Level: Level 1 | UNSET | F | 0 | 2.680000 |  | 430.556417 | 0 | 0.050000 |  |  |  | 1.200000 |  |  | U-SHAPED, CRI=75 |  | N/A | UNSET | N/A | N/A | TRUE | N/A | 0 | N/A | 0 | 0 | 0 | 0 | 0 | UNSET | N/A | N/A | FIXED | N/A | Downlights | UNSET | N/A |  | N/A | N/A | N/A | 0 | L1 | 0 | N/A | N/A | N/A | 0 | UNSET | UNSET | 0 | 0 | 0 | 0 | 0 | [9 empty] | N/A |  |  |  | 23.80.70.11.14.11 |  |  | B3D |  |  |  | 1291.669250 | Lighting - Dwelling Unit | 1 | L41B | 1 |  |  | 3150.000000 | 32 | [8 empty] | Metal - Paint Finish - Dark Gray, Matte | Glass - White, High Luminance | Metal - Chrome
679 | 1B19 | 0 | 743810 | New Construction | N/A |  | 0 |  | 0 |  | 103374 | Point+HemiSpherical | 45478 |  | 53349 | REF TYPE MARK | 0 | B3DB - 610x610mm | 0 | 86964 | 91525,91526,91527,91528,91529,91530,91531,102959,102960,102961,102962,102963,102964,102965,102966,102984 | 312$WHH7b36fc6XaYoDlBz | 1 |  | M_Troffer Light - Parabolic Square:B3DB - 610x610mm:B3DB - 610x610mm:743810 |  | YES | N/A | 679 | N/A | 16777215 | N/A | N/A | N/A | N/A | N/A |  | 120 V/1-40 VA | N/A | Linked Revit Model : Clinic_A.rvt | UNSET |  |  | Level: Level 1 | UNSET | F | 0 | 2.680000 |  | 430.556417 | 0 | 0.050000 |  |  |  | 1.200000 |  |  | U-SHAPED, CRI=75 |  | N/A | UNSET | N/A | N/A | TRUE | N/A | 0 | N/A | 0 | 0 | 0 | 0 | 0 | UNSET | N/A | N/A | FIXED | N/A | Downlights | UNSET | N/A |  | N/A | N/A | N/A | 0 | L1 | 0 | N/A | N/A | N/A | 0 | UNSET | UNSET | 0 | 0 | 0 | 0 | 0 | [9 empty] | N/A |  |  |  | 23.80.70.11.14.11 |  |  | B3DB |  |  |  | 1291.669250 | Lighting - Dwelling Unit | 1 | L41B | 1 |  |  | 3150.000000 | 32 | [8 empty] | Metal - Paint Finish - Dark Gray, Matte | Glass - White, High Luminance | Metal - Chrome
680 | 1B19 | 0 | 743859 | New Construction | N/A |  | 0 |  | 0 |  | 103374 | Point+HemiSpherical | 45479 |  | 53350 | REF TYPE MARK | 0 | B3D - 610x610mm | 0 | 86963 | 91532,91533,91534,91535,91536,91537,91538,103208,103209,103210,103211,103212,103213,103214,103215,103221 | 312$WHH7b36fc6XaYoDlBC | 1 |  | M_Troffer Light - Parabolic Square:B3D - 610x610mm:B3D - 610x610mm:743859 |  | NO | N/A | 680 | N/A | 16777215 | N/A | N/A | N/A | N/A | N/A |  | 120 V/1-40 VA | N/A | Linked Revit Model : Clinic_A.rvt | UNSET |  |  | Level: Level 1 | UNSET | F | 0 | 2.680000 |  | 430.556417 | 0 | 0.050000 |  |  |  | 1.200000 |  |  | U-SHAPED, CRI=75 |  | N/A | UNSET | N/A | N/A | TRUE | N/A | 0 | N/A | 0 | 0 | 0 | 0 | 0 | UNSET | N/A | N/A | FIXED | N/A | Downlights | UNSET | N/A |  | N/A | N/A | N/A | 0 | L1 | 0 | N/A | N/A | N/A | 0 | UNSET | UNSET | 0 | 0 | 0 | 0 | 0 | [9 empty] | N/A |  |  |  | 23.80.70.11.14.11 |  |  | B3D |  |  |  | 1291.669250 | Lighting - Dwelling Unit | 1 | L41B | 1 |  |  | 3150.000000 | 32 | [8 empty] | Metal - Paint Finish - Dark Gray, Matte | Glass - White, High Luminance | Metal - Chrome
1031 | 1B19 | 0 | 827061 | New Construction | N/A |  | 0 |  | 0 |  | 103374 | Point+HemiSpherical | 46103 |  | 53836 | REF TYPE MARK | 0 | B3D - 610x610mm | 0 | 86616 | 95782,95783,95784,95785,95786,95787,95788,103208,103209,103210,103211,103212,103213,103214,103215,103221 | 3dg6tDRA54OxNLWvKHl6S4 | 1 |  | M_Troffer Light - Parabolic Square:B3D - 610x610mm:B3D - 610x610mm:827061 |  | NO | N/A | 1031 | N/A | 16777215 | N/A | N/A | N/A | N/A | N/A |  | 120 V/1-40 VA | N/A | Linked Revit Model : Clinic_A.rvt | UNSET |  |  | Level: Level 1 | UNSET | F | 0 | 2.680000 |  | 430.556417 | 0 | 0.050000 |  |  |  | 1.200000 |  |  | U-SHAPED, CRI=75 |  | N/A | UNSET | N/A | N/A | TRUE | N/A | 0 | N/A | 0 | 0 | 0 | 0 | 0 | UNSET | N/A | N/A | FIXED | N/A | Downlights | UNSET | N/A |  | N/A | N/A | N/A | 0 | L1 | 0 | N/A | N/A | N/A | 0 | UNSET | UNSET | 0 | 0 | 0 | 0 | 0 | [9 empty] | N/A |  |  |  | 23.80.70.11.14.11 |  |  | B3D |  |  |  | 1291.669250 | Lighting - Dwelling Unit | 1 | L41B | 1 |  |  | 3150.000000 | 32 | [8 empty] | Metal - Paint Finish - Dark Gray, Matte | Glass - White, High Luminance | Metal - Chrome
1032 | 1B19 | 0 | 827067 | New Construction | N/A |  | 0 |  | 0 |  | 103374 | Point+HemiSpherical | 46104 |  | 53837 | REF TYPE MARK | 0 | B3D - 610x610mm | 0 | 86615 | 95789,95790,95791,95792,95793,95794,95795,103208,103209,103210,103211,103212,103213,103214,103215,103221 | 3dg6tDRA54OxNLWvKHl6SA | 1 |  | M_Troffer Light - Parabolic Square:B3D - 610x610mm:B3D - 610x610mm:827067 |  | NO | N/A | 1032 | N/A | 16777215 | N/A | N/A | N/A | N/A | N/A |  | 120 V/1-40 VA | N/A | Linked Revit Model : Clinic_A.rvt | UNSET |  |  | Level: Level 1 | UNSET | F | 0 | 2.680000 |  | 430.556417 | 0 | 0.050000 |  |  |  | 1.200000 |  |  | U-SHAPED, CRI=75 |  | N/A | UNSET | N/A | N/A | TRUE | N/A | 0 | N/A | 0 | 0 | 0 | 0 | 0 | UNSET | N/A | N/A | FIXED | N/A | Downlights | UNSET | N/A |  | N/A | N/A | N/A | 0 | L1 | 0 | N/A | N/A | N/A | 0 | UNSET | UNSET | 0 | 0 | 0 | 0 | 0 | [9 empty] | N/A |  |  |  | 23.80.70.11.14.11 |  |  | B3D |  |  |  | 1291.669250 | Lighting - Dwelling Unit | 1 | L41B | 1 |  |  | 3150.000000 | 32 | [8 empty] | Metal - Paint Finish - Dark Gray, Matte | Glass - White, High Luminance | Metal - Chrome
1202 | 1B19 | 0 | 827108 | New Construction | N/A |  | 0 |  | 0 |  | 103374 | Point+HemiSpherical | 46105 |  | 53838 | REF TYPE MARK | 0 | SD - 213mm Diameter | 0 |  | 95796,95797,95798,95799,95800,95801,95802,103427,103428,103429,103430,103431,103432,103433,103434 | 3dg6tDRA54OxNLWvKHl6TL | 1 |  | M_Downlight - Recessed Can:SD - 213mm Diameter:SD - 213mm Diameter:827108 |  | NO | N/A | 1202 | N/A | 16777215 | N/A | N/A | N/A | N/A | N/A |  | 120 V/1-100 VA | N/A | Linked Revit Model : Clinic_A.rvt | UNSET |  |  | Level: Level 1 | UNSET | F | 0 | 2.680000 |  | 1076.391042 | 0 | 0.050000 |  |  |  | 1.200000 |  |  | T4, QUAD TUBE, CRI=82 |  | N/A | UNSET | N/A | N/A | TRUE | N/A | 0 | N/A | 0 | 0 | 0 | 0 | 0 | UNSET | N/A | N/A | FIXED | N/A | Downlights | UNSET | N/A | D5020220 | N/A | N/A | N/A | 0 | L1 | 0 | N/A | N/A | N/A | 0 | UNSET | UNSET | 0 | 0 | 0 | 0 | 0 | [9 empty] | N/A | Lighting - Incandescent |  |  | 23.80.70.11.14.11 |  |  | SD |  |  | 0.100000 | 1291.669250 | Lighting - Dwelling Unit | 1 | L41B | 1 | 0.200000 | 0.200000 | 1800.000000 | 26 | 0.087300
1406 | 1B19 |  | 821134 | New Construction | N/A | [5 empty] | 103374 |  | 46077 |  | 43336 |  |  | Single Pole | 0 |  | 95617,95618,95619,95620,95621,95622,103554,103555,103556,103557,103558,103559 | 0FXKOTtYf3kRrcedvXFlL0 | 1 |  | M_Lighting Switches:Single Pole:Single Pole:821134 |  |  | N/A | 1406 | N/A |  | N/A | N/A | N/A | N/A | N/A |  | 120 V/1-0 VA | N/A | Linked Revit Model : Clinic_A.rvt |  |  |  | Level: Level 1 |  |  |  | 1.200000 |  | 0.000000 | [5 empty] | 1.200000 |  |  |  |  | N/A | UNSET | N/A | N/A | TRUE | N/A | 0 | N/A | 0 | 0 | 0 | 0 | 0 | UNSET | N/A | N/A | FIXED | N/A | Switches | UNSET | N/A |  | N/A | N/A | N/A | 0 | L1 | 0 | N/A | N/A | N/A | 0 | [16 empty] | N/A |  |  |  | 23.80.50.11.14 | [7 empty] | Other |  | L41B | 1 | [5 empty] | 1291.669250 | 0.000000
1407 | 1B19 |  | 821262 | New Construction | N/A | [5 empty] | 103374 |  | 46078 |  | 43337 |  |  | Single Pole | 0 |  | 95623,95624,95625,95626,95627,95628,103554,103555,103556,103557,103558,103559 | 0FXKOTtYf3kRrcedvXFlh0 | 1 |  | M_Lighting Switches:Single Pole:Single Pole:821262 |  |  | N/A | 1407 | N/A |  | N/A | N/A | N/A | N/A | N/A |  | 120 V/1-0 VA | N/A | Linked Revit Model : Clinic_A.rvt |  |  |  | Level: Level 1 |  |  |  | 1.200000 |  | 0.000000 | [5 empty] | 1.200000 |  |  |  |  | N/A | UNSET | N/A | N/A | TRUE | N/A | 0 | N/A | 0 | 0 | 0 | 0 | 0 | UNSET | N/A | N/A | FIXED | N/A | Switches | UNSET | N/A |  | N/A | N/A | N/A | 0 | L1 | 0 | N/A | N/A | N/A | 0 | [16 empty] | N/A |  |  |  | 23.80.50.11.14 | [7 empty] | Other |  | L41B | 1 | [5 empty] | 1291.669250 | 0.000000
1408 | 1B19 |  | 821628 | New Construction | N/A | [5 empty] | 103374 |  | 46079 |  | 43338 |  |  | Single Pole | 0 |  | 95629,95630,95631,95632,95633,95634,103554,103555,103556,103557,103558,103559 | 0FXKOTtYf3kRrcedvXFlko | 1 |  | M_Lighting Switches:Single Pole:Single Pole:821628 |  |  | N/A | 1408 | N/A |  | N/A | N/A | N/A | N/A | N/A |  | 120 V/1-0 VA | N/A | Linked Revit Model : Clinic_A.rvt |  |  |  | Level: Level 1 |  |  |  | 1.200000 |  | 0.000000 | [5 empty] | 1.200000 |  |  |  |  | N/A | UNSET | N/A | N/A | TRUE | N/A | 0 | N/A | 0 | 0 | 0 | 0 | 0 | UNSET | N/A | N/A | FIXED | N/A | Switches | UNSET | N/A |  | N/A | N/A | N/A | 0 | L1 | 0 | N/A | N/A | N/A | 0 | [16 empty] | N/A |  |  |  | 23.80.50.11.14 | [7 empty] | Other |  | L41B | 1 | [5 empty] | 1291.669250 | 0.000000
715 | 1B21 | 0 | 750581 | New Construction | N/A |  | 0 |  | 0 |  | 103094 | Point+HemiSpherical | 45569 |  | 53440 | REF TYPE MARK | 0 | Q4B - 1219mm - 1m Drop | 0 | 86928 | 92162,92163,92164,92165,92166,92167,92168,103396,103397,103398,103399,103400,103401,103402,103403,103405 | 1MPejKGxvAxOPe64yBS1Hr | 1 |  | M_Pendant Light - Linear:Q4B - 1219mm - 1m Drop:Q4B - 1219mm - 1m Drop:750581 |  | YES | N/A | 715 | N/A | 16777215 | N/A | N/A | N/A | N/A | N/A |  | 120 V/1-64 VA | N/A | Linked Revit Model : Clinic_A.rvt | UNSET |  |  | Level: Level 1 | UNSET | F | 0 | 2.680000 |  | 688.890267 | 0 | 0.050000 |  |  |  | 1.200000 |  |  | T8, 1219mm, RAPID START, CRI=75 T8, 1219mm, RAPID START, CRI=75 T8, 1219mm, RAPID START, CRI=75 |  | N/A | UNSET | N/A | N/A | TRUE | N/A | 0 | N/A | 0 | 0 | 0 | 0 | 0 | UNSET | N/A | N/A | FIXED | N/A | General Luminaries, Non Directional | UNSET | N/A | D5020210 | N/A | N/A | N/A | 0 | L1 | 0 | N/A | N/A | N/A | 0 | UNSET | UNSET | 0 | 0 | 0 | 0 | 0 | [9 empty] | N/A | Lighting - Fluorescent |  |  | 23.80.70.11.11 |  |  | Q4B |  |  |  | 1291.669250 | Lighting - Dwelling Unit | 1 | L41B | 1 |  |  | 2900.000000 | 32 | [9 empty] | Glass - White, High Luminance |  | 1.200000 | 2.000000 | Metal - Paint Finish - Ivory, Glossy | Metal - Paint Finish - Ivory, Glossy
716 | 1B21 | 0 | 750622 | New Construction | N/A |  | 0 |  | 0 |  | 103094 | Point+HemiSpherical | 45570 |  | 53441 | REF TYPE MARK | 0 | Q4 - 1219mm - 1m Drop | 0 | 86927 | 92169,92170,92171,92172,92173,92174,92175,103507,103508,103509,103510,103511,103512,103513,103514,103515 | 1MPejKGxvAxOPe64yBS1EU | 1 |  | M_Pendant Light - Linear:Q4 - 1219mm - 1m Drop:Q4 - 1219mm - 1m Drop:750622 |  | NO | N/A | 716 | N/A | 16777215 | N/A | N/A | N/A | N/A | N/A |  | 120 V/1-64 VA | N/A | Linked Revit Model : Clinic_A.rvt | UNSET |  |  | Level: Level 1 | UNSET | F | 0 | 2.680000 |  | 688.890267 | 0 | 0.050000 |  |  |  | 1.200000 |  |  | T8, 1219mm, RAPID START, CRI=75 T8, 1219mm, RAPID START, CRI=75 T8, 1219mm, RAPID START, CRI=75 |  | N/A | UNSET | N/A | N/A | TRUE | N/A | 0 | N/A | 0 | 0 | 0 | 0 | 0 | UNSET | N/A | N/A | FIXED | N/A | General Luminaries, Non Directional | UNSET | N/A | D5020210 | N/A | N/A | N/A | 0 | L1 | 0 | N/A | N/A | N/A | 0 | UNSET | UNSET | 0 | 0 | 0 | 0 | 0 | [9 empty] | N/A | Lighting - Fluorescent |  |  | 23.80.70.11.11 |  |  | Q4 |  |  |  | 1291.669250 | Lighting - Dwelling Unit | 1 | L41B | 1 |  |  | 2900.000000 | 32 | [9 empty] | Glass - White, High Luminance |  | 1.200000 | 2.000000 | Metal - Paint Finish - Ivory, Glossy | Metal - Paint Finish - Ivory, Glossy
1377 | 1B21 |  | 815223 | New Construction | N/A | [5 empty] | 103094 |  | 46046 |  | 43307 |  |  | Single Pole | 0 |  | 95429,95430,95431,95432,95433,95434,103554,103555,103556,103557,103558,103559 | 0FXKOTtYf3kRrcedvXFWAv | 1 |  | M_Lighting Switches:Single Pole:Single Pole:815223 |  |  | N/A | 1377 | N/A |  | N/A | N/A | N/A | N/A | N/A |  | 120 V/1-0 VA | N/A | Linked Revit Model : Clinic_A.rvt |  |  |  | Level: Level 1 |  |  |  | 1.200000 |  | 0.000000 | [5 empty] | 1.200000 |  |  |  |  | N/A | UNSET | N/A | N/A | TRUE | N/A | 0 | N/A | 0 | 0 | 0 | 0 | 0 | UNSET | N/A | N/A | FIXED | N/A | Switches | UNSET | N/A |  | N/A | N/A | N/A | 0 | L1 | 0 | N/A | N/A | N/A | 0 | [16 empty] | N/A |  |  |  | 23.80.50.11.14 | [7 empty] | Other |  | L41B | 1 | [5 empty] | 1291.669250 | 0.000000
1830 | 1B21 |  | 890740 | New Construction | N/A | [5 empty] | 103094 |  | 46495 |  | 43728 |  |  | Standard | 0 |  | 98199,98200,98201,98202,98203,98204,103571,103572,103573,103574,103575 | 0Oe4W3Rwf1Dht7uPdCMPL3 | 1 |  | M_Duplex Receptacle:Standard:Standard:890740 |  |  | N/A | 1830 | N/A |  | N/A | N/A | N/A | N/A | N/A |  | 120 V/1-180 VA | N/A | Linked Revit Model : Clinic_A.rvt | UNSET |  |  | Level: Level 1 |  |  |  | 0.500000 | [7 empty] | 0.460000 |  |  |  |  | N/A | UNSET | N/A | N/A | TRUE | N/A | 0 | N/A | 0 | 0 | 0 | 0 | 0 | UNSET | N/A | N/A | FIXED | N/A | Ground Fault Receptacles | UNSET | N/A |  | N/A | N/A | N/A | 0 | L1 | 0 | N/A | N/A | N/A | 0 | [16 empty] | N/A |  |  |  | 23.80.50.11.17 | [7 empty] | Receptacle |  | N21B | 3 | [5 empty] | 1291.669250 | 0.000000 | 256 | 1937.503875 | TRUE
717 | 1B23 | 0 | 750727 | New Construction | N/A |  | 0 |  | 0 |  | 103327 | Point+HemiSpherical | 45571 |  | 53442 | REF TYPE MARK | 0 | Q4 - 1219mm - 1m Drop | 0 | 86926 | 92176,92177,92178,92179,92180,92181,92182,103507,103508,103509,103510,103511,103512,103513,103514,103515 | 1MPejKGxvAxOPe64yBS1C7 | 1 |  | M_Pendant Light - Linear:Q4 - 1219mm - 1m Drop:Q4 - 1219mm - 1m Drop:750727 |  | NO | N/A | 717 | N/A | 16777215 | N/A | N/A | N/A | N/A | N/A |  | 120 V/1-64 VA | N/A | Linked Revit Model : Clinic_A.rvt | UNSET |  |  | Level: Level 1 | UNSET | F | 0 | 2.680000 |  | 688.890267 | 0 | 0.050000 |  |  |  | 1.200000 |  |  | T8, 1219mm, RAPID START, CRI=75 T8, 1219mm, RAPID START, CRI=75 T8, 1219mm, RAPID START, CRI=75 |  | N/A | UNSET | N/A | N/A | TRUE | N/A | 0 | N/A | 0 | 0 | 0 | 0 | 0 | UNSET | N/A | N/A | FIXED | N/A | General Luminaries, Non Directional | UNSET | N/A | D5020210 | N/A | N/A | N/A | 0 | L1 | 0 | N/A | N/A | N/A | 0 | UNSET | UNSET | 0 | 0 | 0 | 0 | 0 | [9 empty] | N/A | Lighting - Fluorescent |  |  | 23.80.70.11.11 |  |  | Q4 |  |  |  | 1291.669250 | Lighting - Dwelling Unit | 1 | L41B | 8 |  |  | 2900.000000 | 32 | [9 empty] | Glass - White, High Luminance |  | 1.200000 | 2.000000 | Metal - Paint Finish - Ivory, Glossy | Metal - Paint Finish - Ivory, Glossy
718 | 1B23 | 0 | 750780 | New Construction | N/A |  | 0 |  | 0 |  | 103327 | Point+HemiSpherical | 45572 |  | 53443 | REF TYPE MARK | 0 | Q4B - 1219mm - 1m Drop | 0 | 86925 | 92183,92184,92185,92186,92187,92188,92189,103396,103397,103398,103399,103400,103401,103402,103403,103405 | 1MPejKGxvAxOPe64yBS1Cy | 1 |  | M_Pendant Light - Linear:Q4B - 1219mm - 1m Drop:Q4B - 1219mm - 1m Drop:750780 |  | YES | N/A | 718 | N/A | 16777215 | N/A | N/A | N/A | N/A | N/A |  | 120 V/1-64 VA | N/A | Linked Revit Model : Clinic_A.rvt | UNSET |  |  | Level: Level 1 | UNSET | F | 0 | 2.680000 |  | 688.890267 | 0 | 0.050000 |  |  |  | 1.200000 |  |  | T8, 1219mm, RAPID START, CRI=75 T8, 1219mm, RAPID START, CRI=75 T8, 1219mm, RAPID START, CRI=75 |  | N/A | UNSET | N/A | N/A | TRUE | N/A | 0 | N/A | 0 | 0 | 0 | 0 | 0 | UNSET | N/A | N/A | FIXED | N/A | General Luminaries, Non Directional | UNSET | N/A | D5020210 | N/A | N/A | N/A | 0 | L1 | 0 | N/A | N/A | N/A | 0 | UNSET | UNSET | 0 | 0 | 0 | 0 | 0 | [9 empty] | N/A | Lighting - Fluorescent |  |  | 23.80.70.11.11 |  |  | Q4B |  |  |  | 1291.669250 | Lighting - Dwelling Unit | 1 | L41B | 8 |  |  | 2900.000000 | 32 | [9 empty] | Glass - White, High Luminance |  | 1.200000 | 2.000000 | Metal - Paint Finish - Ivory, Glossy | Metal - Paint Finish - Ivory, Glossy
1405 | 1B23 |  | 820830 | New Construction | N/A | [5 empty] | 103327 |  | 46076 |  | 43335 |  |  | Single Pole | 0 |  | 95611,95612,95613,95614,95615,95616,103554,103555,103556,103557,103558,103559 | 0FXKOTtYf3kRrcedvXFlIG | 1 |  | M_Lighting Switches:Single Pole:Single Pole:820830 |  |  | N/A | 1405 | N/A |  | N/A | N/A | N/A | N/A | N/A |  | 120 V/1-0 VA | N/A | Linked Revit Model : Clinic_A.rvt |  |  |  | Level: Level 1 |  |  |  | 1.200000 |  | 0.000000 | [5 empty] | 1.200000 |  |  |  |  | N/A | UNSET | N/A | N/A | TRUE | N/A | 0 | N/A | 0 | 0 | 0 | 0 | 0 | UNSET | N/A | N/A | FIXED | N/A | Switches | UNSET | N/A |  | N/A | N/A | N/A | 0 | L1 | 0 | N/A | N/A | N/A | 0 | [16 empty] | N/A |  |  |  | 23.80.50.11.14 | [7 empty] | Other |  | L41B | 8 | [5 empty] | 1291.669250 | 0.000000
1829 | 1B23 |  | 890615 | New Construction | N/A | [5 empty] | 103327 |  | 46494 |  | 43727 |  |  | Standard | 0 |  | 98193,98194,98195,98196,98197,98198,103571,103572,103573,103574,103575 | 0Oe4W3Rwf1Dht7uPdCMPJ0 | 1 |  | M_Duplex Receptacle:Standard:Standard:890615 |  |  | N/A | 1829 | N/A |  | N/A | N/A | N/A | N/A | N/A |  | 120 V/1-180 VA | N/A | Linked Revit Model : Clinic_A.rvt | UNSET |  |  | Level: Level 1 |  |  |  | 0.500000 | [7 empty] | 0.460000 |  |  |  |  | N/A | UNSET | N/A | N/A | TRUE | N/A | 0 | N/A | 0 | 0 | 0 | 0 | 0 | UNSET | N/A | N/A | FIXED | N/A | Ground Fault Receptacles | UNSET | N/A |  | N/A | N/A | N/A | 0 | L1 | 0 | N/A | N/A | N/A | 0 | [16 empty] | N/A |  |  |  | 23.80.50.11.17 | [7 empty] | Receptacle |  | N21B | 24 | [5 empty] | 1291.669250 | 0.000000 | 255 | 1937.503875 | TRUE
696 | 1ES2 | 0 | 745139 | New Construction | N/A |  | 0 |  | 0 |  | 87296 | Point+HemiSpherical | 45495 |  | 53366 | REF TYPE MARK | 0 | E1 - 1219mm | 0 | 86947 | 91644,91645,91646,91647,91648,91649,91650,102951,102952,102953,102954,102955,102956,102957,102958,102983 | 1MPejKGxvAxOPe64yBS3ap | 1 |  | M_Surface Mounted Light:E1 - 1219mm:E1 - 1219mm:745139 |  | NO | N/A | 696 | N/A | 16777215 | N/A | N/A | N/A | N/A | N/A |  | 120 V/1-150 VA | N/A | Linked Revit Model : Clinic_S.rvt | UNSET |  |  | Level: Level 1 | UNSET | F | 0 | 4.468000 |  | 1614.586563 | 0 | 0.050000 |  |  |  | 1.200000 |  |  | T8, 1219mm, RAPID START, CRI=75 |  | N/A | UNSET | N/A | N/A | TRUE | N/A | 0 | N/A | 0 | 0 | 0 | 0 | 0 | UNSET | N/A | N/A | FIXED | N/A | General Luminaries, Non Directional | UNSET | N/A |  | N/A | N/A | N/A | 0 | L1 | 0 | N/A | N/A | N/A | 0 | UNSET | UNSET | 0 | 0 | 0 | 0 | 0 | [9 empty] | N/A |  |  |  | 23.80.70.11.11 |  |  | E1 |  |  |  | 1291.669250 | Lighting - Dwelling Unit | 1 | L41B | 2 |  |  | 2900.000000 | 32 | [9 empty] | Glass - White, High Luminance |  | 1.219000 | 0.100000 | Metal - Paint Finish - Ivory, Glossy | Metal - Paint Finish - Ivory, Glossy
484 | 1A16 | 0 | 739735 | New Construction | N/A |  | 0 |  | 0 |  | 103497 | Point+HemiSpherical | 45283 |  | 53154 | REF TYPE MARK | 0 | A2 - 0610x1219mm | 0 | 87159 | 90105,90106,90107,90108,90109,90110,90111,103465,103466,103467,103468,103469,103470,103471,103472,103473 | 1Ew_8oRPr27vHUxllyBcL7 | 1 |  | M_Troffer Light - Parabolic Rectangular:A2 - 0610x1219mm:A2 - 0610x1219mm:739735 |  | NO | N/A | 484 | N/A | 16777215 | N/A | N/A | N/A | N/A | N/A |  | 120 V/1-80 VA | N/A | <not associated> | UNSET |  |  | Level: Level 1 | UNSET | F | 0 | 2.680000 |  | 861.112833 | 0 | 0.050000 |  |  |  | 1.200000 |  |  | T8, 1219mm, RAPID START, CRI=75 |  | N/A | UNSET | N/A | N/A | TRUE | N/A | 0 | N/A | 0 | 0 | 0 | 0 | 0 | UNSET | N/A | N/A | FIXED | N/A | Downlights | UNSET | N/A | D5020210 | N/A | N/A | N/A | 0 | L1 | 0 | N/A | N/A | N/A | 0 | UNSET | UNSET | 0 | 0 | 0 | 0 | 0 | [9 empty] | N/A | Lighting - Fluorescent |  |  | 23.80.70.11.14.11 |  |  | A2 |  |  |  | 1291.669250 | Lighting - Dwelling Unit | 1 | N21C1 | 24 |  |  | 2900.000000 | 32 | [8 empty] | Metal - Paint Finish - Dark Gray, Matte | Glass - White, High Luminance | Metal - Chrome
485 | 1A16 | 0 | 739743 | New Construction | N/A |  | 0 |  | 0 |  | 103497 | Point+HemiSpherical | 45284 |  | 53155 | REF TYPE MARK | 0 | A2B - 0610x1219mm | 0 | 87158 | 90112,90113,90114,90115,90116,90117,90118,103336,103337,103338,103339,103340,103341,103342,103343,103352 | 1Ew_8oRPr27vHUxllyBcLF | 1 |  | M_Troffer Light - Parabolic Rectangular:A2B - 0610x1219mm:A2B - 0610x1219mm:739743 |  | YES | N/A | 485 | N/A | 16777215 | N/A | N/A | N/A | N/A | N/A |  | 120 V/1-80 VA | N/A | <not associated> | UNSET |  |  | Level: Level 1 | UNSET | F | 0 | 2.680000 |  | 861.112833 | 0 | 0.050000 |  |  |  | 1.200000 |  |  | T8, 1219mm, RAPID START, CRI=75 |  | N/A | UNSET | N/A | N/A | TRUE | N/A | 0 | N/A | 0 | 0 | 0 | 0 | 0 | UNSET | N/A | N/A | FIXED | N/A | Downlights | UNSET | N/A | D5020210 | N/A | N/A | N/A | 0 | L1 | 0 | N/A | N/A | N/A | 0 | UNSET | UNSET | 0 | 0 | 0 | 0 | 0 | [9 empty] | N/A | Lighting - Fluorescent |  |  | 23.80.70.11.14.11 |  |  | A2B |  |  |  | 1291.669250 | Lighting - Dwelling Unit | 1 | N21C1 | 24 |  |  | 2900.000000 | 32 | [8 empty] | Metal - Paint Finish - Dark Gray, Matte | Glass - White, High Luminance | Metal - Chrome
486 | 1A16 | 0 | 739751 | New Construction | N/A |  | 0 |  | 0 |  | 103497 | Point+HemiSpherical | 45285 |  | 53156 | REF TYPE MARK | 0 | A2 - 0610x1219mm | 0 | 87157 | 90119,90120,90121,90122,90123,90124,90125,103465,103466,103467,103468,103469,103470,103471,103472,103473 | 1Ew_8oRPr27vHUxllyBcLt | 1 |  | M_Troffer Light - Parabolic Rectangular:A2 - 0610x1219mm:A2 - 0610x1219mm:739751 |  | NO | N/A | 486 | N/A | 16777215 | N/A | N/A | N/A | N/A | N/A |  | 120 V/1-80 VA | N/A | <not associated> | UNSET |  |  | Level: Level 1 | UNSET | F | 0 | 2.680000 |  | 861.112833 | 0 | 0.050000 |  |  |  | 1.200000 |  |  | T8, 1219mm, RAPID START, CRI=75 |  | N/A | UNSET | N/A | N/A | TRUE | N/A | 0 | N/A | 0 | 0 | 0 | 0 | 0 | UNSET | N/A | N/A | FIXED | N/A | Downlights | UNSET | N/A | D5020210 | N/A | N/A | N/A | 0 | L1 | 0 | N/A | N/A | N/A | 0 | UNSET | UNSET | 0 | 0 | 0 | 0 | 0 | [9 empty] | N/A | Lighting - Fluorescent |  |  | 23.80.70.11.14.11 |  |  | A2 |  |  |  | 1291.669250 | Lighting - Dwelling Unit | 1 | N21C1 | 24 |  |  | 2900.000000 | 32 | [8 empty] | Metal - Paint Finish - Dark Gray, Matte | Glass - White, High Luminance | Metal - Chrome
487 | 1A16 | 0 | 739761 | New Construction | N/A |  | 0 |  | 0 |  | 103497 | Point+HemiSpherical | 45286 |  | 53157 | REF TYPE MARK | 0 | A2B - 0610x1219mm | 0 | 87156 | 90126,90127,90128,90129,90130,90131,90132,103336,103337,103338,103339,103340,103341,103342,103343,103352 | 1Ew_8oRPr27vHUxllyBcLX | 1 |  | M_Troffer Light - Parabolic Rectangular:A2B - 0610x1219mm:A2B - 0610x1219mm:739761 |  | YES | N/A | 487 | N/A | 16777215 | N/A | N/A | N/A | N/A | N/A |  | 120 V/1-80 VA | N/A | <not associated> | UNSET |  |  | Level: Level 1 | UNSET | F | 0 | 2.680000 |  | 861.112833 | 0 | 0.050000 |  |  |  | 1.200000 |  |  | T8, 1219mm, RAPID START, CRI=75 |  | N/A | UNSET | N/A | N/A | TRUE | N/A | 0 | N/A | 0 | 0 | 0 | 0 | 0 | UNSET | N/A | N/A | FIXED | N/A | Downlights | UNSET | N/A | D5020210 | N/A | N/A | N/A | 0 | L1 | 0 | N/A | N/A | N/A | 0 | UNSET | UNSET | 0 | 0 | 0 | 0 | 0 | [9 empty] | N/A | Lighting - Fluorescent |  |  | 23.80.70.11.14.11 |  |  | A2B |  |  |  | 1291.669250 | Lighting - Dwelling Unit | 1 | N21C1 | 24 |  |  | 2900.000000 | 32 | [8 empty] | Metal - Paint Finish - Dark Gray, Matte | Glass - White, High Luminance | Metal - Chrome
489 | 1A16 | 0 | 739777 | New Construction | N/A |  | 0 |  | 0 |  | 103497 | Point+HemiSpherical | 45288 |  | 53159 | REF TYPE MARK | 0 | A2 - 0610x1219mm | 0 | 87154 | 90140,90141,90142,90143,90144,90145,90146,103465,103466,103467,103468,103469,103470,103471,103472,103473 | 1Ew_8oRPr27vHUxllyBcKH | 1 |  | M_Troffer Light - Parabolic Rectangular:A2 - 0610x1219mm:A2 - 0610x1219mm:739777 |  | NO | N/A | 489 | N/A | 16777215 | N/A | N/A | N/A | N/A | N/A |  | 120 V/1-80 VA | N/A | <not associated> | UNSET |  |  | Level: Level 1 | UNSET | F | 0 | 2.680000 |  | 861.112833 | 0 | 0.050000 |  |  |  | 1.200000 |  |  | T8, 1219mm, RAPID START, CRI=75 |  | N/A | UNSET | N/A | N/A | TRUE | N/A | 0 | N/A | 0 | 0 | 0 | 0 | 0 | UNSET | N/A | N/A | FIXED | N/A | Downlights | UNSET | N/A | D5020210 | N/A | N/A | N/A | 0 | L1 | 0 | N/A | N/A | N/A | 0 | UNSET | UNSET | 0 | 0 | 0 | 0 | 0 | [9 empty] | N/A | Lighting - Fluorescent |  |  | 23.80.70.11.14.11 |  |  | A2 |  |  |  | 1291.669250 | Lighting - Dwelling Unit | 1 | N21C1 | 24 |  |  | 2900.000000 | 32 | [8 empty] | Metal - Paint Finish - Dark Gray, Matte | Glass - White, High Luminance | Metal - Chrome
490 | 1A16 | 0 | 739783 | New Construction | N/A |  | 0 |  | 0 |  | 103497 | Point+HemiSpherical | 45289 |  | 53160 | REF TYPE MARK | 0 | A2 - 0610x1219mm | 0 | 87153 | 90147,90148,90149,90150,90151,90152,90153,103465,103466,103467,103468,103469,103470,103471,103472,103473 | 1Ew_8oRPr27vHUxllyBcKN | 1 |  | M_Troffer Light - Parabolic Rectangular:A2 - 0610x1219mm:A2 - 0610x1219mm:739783 |  | NO | N/A | 490 | N/A | 16777215 | N/A | N/A | N/A | N/A | N/A |  | 120 V/1-80 VA | N/A | <not associated> | UNSET |  |  | Level: Level 1 | UNSET | F | 0 | 2.680000 |  | 861.112833 | 0 | 0.050000 |  |  |  | 1.200000 |  |  | T8, 1219mm, RAPID START, CRI=75 |  | N/A | UNSET | N/A | N/A | TRUE | N/A | 0 | N/A | 0 | 0 | 0 | 0 | 0 | UNSET | N/A | N/A | FIXED | N/A | Downlights | UNSET | N/A | D5020210 | N/A | N/A | N/A | 0 | L1 | 0 | N/A | N/A | N/A | 0 | UNSET | UNSET | 0 | 0 | 0 | 0 | 0 | [9 empty] | N/A | Lighting - Fluorescent |  |  | 23.80.70.11.14.11 |  |  | A2 |  |  |  | 1291.669250 | Lighting - Dwelling Unit | 1 | N21C1 | 24 |  |  | 2900.000000 | 32 | [8 empty] | Metal - Paint Finish - Dark Gray, Matte | Glass - White, High Luminance | Metal - Chrome
491 | 1A16 | 0 | 739791 | New Construction | N/A |  | 0 |  | 0 |  | 103497 | Point+HemiSpherical | 45290 |  | 53161 | REF TYPE MARK | 0 | A2 - 0610x1219mm | 0 | 87152 | 90154,90155,90156,90157,90158,90159,90160,103465,103466,103467,103468,103469,103470,103471,103472,103473 | 1Ew_8oRPr27vHUxllyBcKV | 1 |  | M_Troffer Light - Parabolic Rectangular:A2 - 0610x1219mm:A2 - 0610x1219mm:739791 |  | NO | N/A | 491 | N/A | 16777215 | N/A | N/A | N/A | N/A | N/A |  | 120 V/1-80 VA | N/A | <not associated> | UNSET |  |  | Level: Level 1 | UNSET | F | 0 | 2.680000 |  | 861.112833 | 0 | 0.050000 |  |  |  | 1.200000 |  |  | T8, 1219mm, RAPID START, CRI=75 |  | N/A | UNSET | N/A | N/A | TRUE | N/A | 0 | N/A | 0 | 0 | 0 | 0 | 0 | UNSET | N/A | N/A | FIXED | N/A | Downlights | UNSET | N/A | D5020210 | N/A | N/A | N/A | 0 | L1 | 0 | N/A | N/A | N/A | 0 | UNSET | UNSET | 0 | 0 | 0 | 0 | 0 | [9 empty] | N/A | Lighting - Fluorescent |  |  | 23.80.70.11.14.11 |  |  | A2 |  |  |  | 1291.669250 | Lighting - Dwelling Unit | 1 | N21C1 | 24 |  |  | 2900.000000 | 32 | [8 empty] | Metal - Paint Finish - Dark Gray, Matte | Glass - White, High Luminance | Metal - Chrome
492 | 1A16 | 0 | 739797 | New Construction | N/A |  | 0 |  | 0 |  | 103497 | Point+HemiSpherical | 45291 |  | 53162 | REF TYPE MARK | 0 | A2 - 0610x1219mm | 0 | 87151 | 90161,90162,90163,90164,90165,90166,90167,103465,103466,103467,103468,103469,103470,103471,103472,103473 | 1Ew_8oRPr27vHUxllyBcK5 | 1 |  | M_Troffer Light - Parabolic Rectangular:A2 - 0610x1219mm:A2 - 0610x1219mm:739797 |  | NO | N/A | 492 | N/A | 16777215 | N/A | N/A | N/A | N/A | N/A |  | 120 V/1-80 VA | N/A | <not associated> | UNSET |  |  | Level: Level 1 | UNSET | F | 0 | 2.680000 |  | 861.112833 | 0 | 0.050000 |  |  |  | 1.200000 |  |  | T8, 1219mm, RAPID START, CRI=75 |  | N/A | UNSET | N/A | N/A | TRUE | N/A | 0 | N/A | 0 | 0 | 0 | 0 | 0 | UNSET | N/A | N/A | FIXED | N/A | Downlights | UNSET | N/A | D5020210 | N/A | N/A | N/A | 0 | L1 | 0 | N/A | N/A | N/A | 0 | UNSET | UNSET | 0 | 0 | 0 | 0 | 0 | [9 empty] | N/A | Lighting - Fluorescent |  |  | 23.80.70.11.14.11 |  |  | A2 |  |  |  | 1291.669250 | Lighting - Dwelling Unit | 1 | N21C1 | 24 |  |  | 2900.000000 | 32 | [8 empty] | Metal - Paint Finish - Dark Gray, Matte | Glass - White, High Luminance | Metal - Chrome
493 | 1A16 | 0 | 739805 | New Construction | N/A |  | 0 |  | 0 |  | 103497 | Point+HemiSpherical | 45292 |  | 53163 | REF TYPE MARK | 0 | A2B - 0610x1219mm | 0 | 87150 | 90169,90170,90171,90172,90173,90174,90175,103336,103337,103338,103339,103340,103341,103342,103343,103352 | 1Ew_8oRPr27vHUxllyBcKD | 1 |  | M_Troffer Light - Parabolic Rectangular:A2B - 0610x1219mm:A2B - 0610x1219mm:739805 |  | YES | N/A | 493 | N/A | 16777215 | N/A | N/A | N/A | N/A | N/A |  | 120 V/1-80 VA | N/A | <not associated> | UNSET |  |  | Level: Level 1 | UNSET | F | 0 | 2.680000 |  | 861.112833 | 0 | 0.050000 |  |  |  | 1.200000 |  |  | T8, 1219mm, RAPID START, CRI=75 |  | N/A | UNSET | N/A | N/A | TRUE | N/A | 0 | N/A | 0 | 0 | 0 | 0 | 0 | UNSET | N/A | N/A | FIXED | N/A | Downlights | UNSET | N/A | D5020210 | N/A | N/A | N/A | 0 | L1 | 0 | N/A | N/A | N/A | 0 | UNSET | UNSET | 0 | 0 | 0 | 0 | 0 | [9 empty] | N/A | Lighting - Fluorescent |  |  | 23.80.70.11.14.11 |  |  | A2B |  |  |  | 1291.669250 | Lighting - Dwelling Unit | 1 | N21C1 | 24 |  |  | 2900.000000 | 32 | [8 empty] | Metal - Paint Finish - Dark Gray, Matte | Glass - White, High Luminance | Metal - Chrome
494 | 1A16 | 0 | 739813 | New Construction | N/A |  | 0 |  | 0 |  | 103497 | Point+HemiSpherical | 45293 |  | 53164 | REF TYPE MARK | 0 | A2 - 0610x1219mm | 0 | 87149 | 90178,90179,90180,90181,90182,90183,90184,103465,103466,103467,103468,103469,103470,103471,103472,103473 | 1Ew_8oRPr27vHUxllyBcKr | 1 |  | M_Troffer Light - Parabolic Rectangular:A2 - 0610x1219mm:A2 - 0610x1219mm:739813 |  | NO | N/A | 494 | N/A | 16777215 | N/A | N/A | N/A | N/A | N/A |  | 120 V/1-80 VA | N/A | <not associated> | UNSET |  |  | Level: Level 1 | UNSET | F | 0 | 2.680000 |  | 861.112833 | 0 | 0.050000 |  |  |  | 1.200000 |  |  | T8, 1219mm, RAPID START, CRI=75 |  | N/A | UNSET | N/A | N/A | TRUE | N/A | 0 | N/A | 0 | 0 | 0 | 0 | 0 | UNSET | N/A | N/A | FIXED | N/A | Downlights | UNSET | N/A | D5020210 | N/A | N/A | N/A | 0 | L1 | 0 | N/A | N/A | N/A | 0 | UNSET | UNSET | 0 | 0 | 0 | 0 | 0 | [9 empty] | N/A | Lighting - Fluorescent |  |  | 23.80.70.11.14.11 |  |  | A2 |  |  |  | 1291.669250 | Lighting - Dwelling Unit | 1 | N21C1 | 24 |  |  | 2900.000000 | 32 | [8 empty] | Metal - Paint Finish - Dark Gray, Matte | Glass - White, High Luminance | Metal - Chrome
495 | 1A16 | 0 | 739823 | New Construction | N/A |  | 0 |  | 0 |  | 103497 | Point+HemiSpherical | 45294 |  | 53165 | REF TYPE MARK | 0 | A2 - 0610x1219mm | 0 | 87148 | 90187,90188,90189,90190,90191,90192,90193,103465,103466,103467,103468,103469,103470,103471,103472,103473 | 1Ew_8oRPr27vHUxllyBcK$ | 1 |  | M_Troffer Light - Parabolic Rectangular:A2 - 0610x1219mm:A2 - 0610x1219mm:739823 |  | NO | N/A | 495 | N/A | 16777215 | N/A | N/A | N/A | N/A | N/A |  | 120 V/1-80 VA | N/A | <not associated> | UNSET |  |  | Level: Level 1 | UNSET | F | 0 | 2.680000 |  | 861.112833 | 0 | 0.050000 |  |  |  | 1.200000 |  |  | T8, 1219mm, RAPID START, CRI=75 |  | N/A | UNSET | N/A | N/A | TRUE | N/A | 0 | N/A | 0 | 0 | 0 | 0 | 0 | UNSET | N/A | N/A | FIXED | N/A | Downlights | UNSET | N/A | D5020210 | N/A | N/A | N/A | 0 | L1 | 0 | N/A | N/A | N/A | 0 | UNSET | UNSET | 0 | 0 | 0 | 0 | 0 | [9 empty] | N/A | Lighting - Fluorescent |  |  | 23.80.70.11.14.11 |  |  | A2 |  |  |  | 1291.669250 | Lighting - Dwelling Unit | 1 | N21C1 | 24 |  |  | 2900.000000 | 32 | [8 empty] | Metal - Paint Finish - Dark Gray, Matte | Glass - White, High Luminance | Metal - Chrome
496 | 1A16 | 0 | 739831 | New Construction | N/A |  | 0 |  | 0 |  | 103497 | Point+HemiSpherical | 45295 |  | 53166 | REF TYPE MARK | 0 | A2 - 0610x1219mm | 0 | 87147 | 90196,90197,90198,90199,90200,90201,90202,103465,103466,103467,103468,103469,103470,103471,103472,103473 | 1Ew_8oRPr27vHUxllyBcKd | 1 |  | M_Troffer Light - Parabolic Rectangular:A2 - 0610x1219mm:A2 - 0610x1219mm:739831 |  | NO | N/A | 496 | N/A | 16777215 | N/A | N/A | N/A | N/A | N/A |  | 120 V/1-80 VA | N/A | <not associated> | UNSET |  |  | Level: Level 1 | UNSET | F | 0 | 2.680000 |  | 861.112833 | 0 | 0.050000 |  |  |  | 1.200000 |  |  | T8, 1219mm, RAPID START, CRI=75 |  | N/A | UNSET | N/A | N/A | TRUE | N/A | 0 | N/A | 0 | 0 | 0 | 0 | 0 | UNSET | N/A | N/A | FIXED | N/A | Downlights | UNSET | N/A | D5020210 | N/A | N/A | N/A | 0 | L1 | 0 | N/A | N/A | N/A | 0 | UNSET | UNSET | 0 | 0 | 0 | 0 | 0 | [9 empty] | N/A | Lighting - Fluorescent |  |  | 23.80.70.11.14.11 |  |  | A2 |  |  |  | 1291.669250 | Lighting - Dwelling Unit | 1 | N21C1 | 24 |  |  | 2900.000000 | 32 | [8 empty] | Metal - Paint Finish - Dark Gray, Matte | Glass - White, High Luminance | Metal - Chrome
510 | 1A16 | 0 | 740062 | New Construction | N/A |  | 0 |  | 0 |  | 103497 | Point+HemiSpherical | 45309 |  | 53180 | REF TYPE MARK | 0 | A2 - 0610x1219mm | 0 | 87133 | 90310,90311,90312,90313,90314,90315,90316,103465,103466,103467,103468,103469,103470,103471,103472,103473 | 0jQ9LiL9v909pyRa4VVtM2 | 1 |  | M_Troffer Light - Parabolic Rectangular:A2 - 0610x1219mm:A2 - 0610x1219mm:740062 |  | NO | N/A | 510 | N/A | 16777215 | N/A | N/A | N/A | N/A | N/A |  | 120 V/1-80 VA | N/A | <not associated> | UNSET |  |  | Level: Level 1 | UNSET | F | 0 | 2.680000 |  | 861.112833 | 0 | 0.050000 |  |  |  | 1.200000 |  |  | T8, 1219mm, RAPID START, CRI=75 |  | N/A | UNSET | N/A | N/A | TRUE | N/A | 0 | N/A | 0 | 0 | 0 | 0 | 0 | UNSET | N/A | N/A | FIXED | N/A | Downlights | UNSET | N/A | D5020210 | N/A | N/A | N/A | 0 | L1 | 0 | N/A | N/A | N/A | 0 | UNSET | UNSET | 0 | 0 | 0 | 0 | 0 | [9 empty] | N/A | Lighting - Fluorescent |  |  | 23.80.70.11.14.11 |  |  | A2 |  |  |  | 1291.669250 | Lighting - Dwelling Unit | 1 | N21C1 | 24 |  |  | 2900.000000 | 32 | [8 empty] | Metal - Paint Finish - Dark Gray, Matte | Glass - White, High Luminance | Metal - Chrome
1338 | 1A16 |  | 806115 | New Construction | N/A | [5 empty] | 103497 |  | 46003 |  | 43268 |  |  | Single Pole | 0 |  | 95167,95168,95169,95170,95171,95172,103554,103555,103556,103557,103558,103559 | 1LRV9a7_TAYg7FVXvT_HH6 | 1 |  | M_Lighting Switches:Single Pole:Single Pole:806115 |  |  | N/A | 1338 | N/A |  | N/A | N/A | N/A | N/A | N/A |  | 120 V/1-0 VA | N/A | Linked Revit Model : Clinic_A.rvt |  |  |  | Level: Level 1 |  |  |  | 1.200000 |  | 0.000000 | [5 empty] | 1.200000 |  |  |  |  | N/A | UNSET | N/A | N/A | TRUE | N/A | 0 | N/A | 0 | 0 | 0 | 0 | 0 | UNSET | N/A | N/A | FIXED | N/A | Switches | UNSET | N/A |  | N/A | N/A | N/A | 0 | L1 | 0 | N/A | N/A | N/A | 0 | [16 empty] | N/A |  |  |  | 23.80.50.11.14 | [7 empty] | Other |  | N21C1 | 24 | [5 empty] | 1291.669250 | 0.000000
1716 | 1A16 |  | 876149 | New Construction | N/A | [5 empty] | 103497 |  | 46376 |  | 43614 |  |  | Standard | 0 |  | 97480,97481,97482,97483,97484,97485,103571,103572,103573,103574,103575 | 0Oe4W3Rwf1Dht7uPdCMLn2 | 1 |  | M_Duplex Receptacle:Standard:Standard:876149 |  |  | N/A | 1716 | N/A |  | N/A | N/A | N/A | N/A | N/A |  | 120 V/1-180 VA | N/A | Linked Revit Model : Clinic_A.rvt | UNSET |  |  | Level: Level 1 |  |  |  | 0.500000 | [7 empty] | 0.460000 |  |  |  |  | N/A | UNSET | N/A | N/A | TRUE | N/A | 0 | N/A | 0 | 0 | 0 | 0 | 0 | UNSET | N/A | N/A | FIXED | N/A | Ground Fault Receptacles | UNSET | N/A |  | N/A | N/A | N/A | 0 | L1 | 0 | N/A | N/A | N/A | 0 | [16 empty] | N/A |  |  |  | 23.80.50.11.17 | [7 empty] | Receptacle |  | N21B1 | 21 | [5 empty] | 1291.669250 | 0.000000 | 142 | 1937.503875 | TRUE
1717 | 1A16 |  | 876192 | New Construction | N/A | [5 empty] | 103497 |  | 46377 |  | 43615 |  |  | Standard | 0 |  | 97486,97487,97488,97489,97490,97491,103571,103572,103573,103574,103575 | 0Oe4W3Rwf1Dht7uPdCMLoN | 1 |  | M_Duplex Receptacle:Standard:Standard:876192 |  |  | N/A | 1717 | N/A |  | N/A | N/A | N/A | N/A | N/A |  | 120 V/1-180 VA | N/A | Linked Revit Model : Clinic_A.rvt | UNSET |  |  | Level: Level 1 |  |  |  | 0.500000 | [7 empty] | 0.460000 |  |  |  |  | N/A | UNSET | N/A | N/A | TRUE | N/A | 0 | N/A | 0 | 0 | 0 | 0 | 0 | UNSET | N/A | N/A | FIXED | N/A | Ground Fault Receptacles | UNSET | N/A |  | N/A | N/A | N/A | 0 | L1 | 0 | N/A | N/A | N/A | 0 | [16 empty] | N/A |  |  |  | 23.80.50.11.17 | [7 empty] | Receptacle |  | N21B1 | 26 | [5 empty] | 1291.669250 | 0.000000 | 143 | 1937.503875 | TRUE
1718 | 1A16 |  | 876286 | New Construction | N/A | [5 empty] | 103497 |  | 46378 |  | 43616 |  |  | Standard | 0 |  | 97492,97493,97494,97495,97496,97497,103571,103572,103573,103574,103575 | 0Oe4W3Rwf1Dht7uPdCMLp9 | 1 |  | M_Duplex Receptacle:Standard:Standard:876286 |  |  | N/A | 1718 | N/A |  | N/A | N/A | N/A | N/A | N/A |  | 120 V/1-180 VA | N/A | Linked Revit Model : Clinic_A.rvt | UNSET |  |  | Level: Level 1 |  |  |  | 0.500000 | [7 empty] | 0.460000 |  |  |  |  | N/A | UNSET | N/A | N/A | TRUE | N/A | 0 | N/A | 0 | 0 | 0 | 0 | 0 | UNSET | N/A | N/A | FIXED | N/A | Ground Fault Receptacles | UNSET | N/A |  | N/A | N/A | N/A | 0 | L1 | 0 | N/A | N/A | N/A | 0 | [16 empty] | N/A |  |  |  | 23.80.50.11.17 | [7 empty] | Receptacle |  | N21B1 | 26 | [5 empty] | 1291.669250 | 0.000000 | 144 | 1937.503875 | TRUE
1719 | 1A16 |  | 876400 | New Construction | N/A | [5 empty] | 103497 |  | 46379 |  | 43617 |  |  | Standard | 0 |  | 97498,97499,97500,97501,97502,97503,103571,103572,103573,103574,103575 | 0Oe4W3Rwf1Dht7uPdCMLr7 | 1 |  | M_Duplex Receptacle:Standard:Standard:876400 |  |  | N/A | 1719 | N/A |  | N/A | N/A | N/A | N/A | N/A |  | 120 V/1-180 VA | N/A | Linked Revit Model : Clinic_A.rvt | UNSET |  |  | Level: Level 1 |  |  |  | 0.500000 | [7 empty] | 0.460000 |  |  |  |  | N/A | UNSET | N/A | N/A | TRUE | N/A | 0 | N/A | 0 | 0 | 0 | 0 | 0 | UNSET | N/A | N/A | FIXED | N/A | Ground Fault Receptacles | UNSET | N/A |  | N/A | N/A | N/A | 0 | L1 | 0 | N/A | N/A | N/A | 0 | [16 empty] | N/A |  |  |  | 23.80.50.11.17 | [7 empty] | Receptacle |  | N21B1 | 25 | [5 empty] | 1291.669250 | 0.000000 | 145 | 1937.503875 | TRUE
1720 | 1A16 |  | 876568 | New Construction | N/A | [5 empty] | 103497 |  | 46380 |  | 43618 |  |  | Standard | 0 |  | 97504,97505,97506,97507,97508,97509,103571,103572,103573,103574,103575 | 0Oe4W3Rwf1Dht7uPdCMM8l | 1 |  | M_Duplex Receptacle:Standard:Standard:876568 |  |  | N/A | 1720 | N/A |  | N/A | N/A | N/A | N/A | N/A |  | 120 V/1-180 VA | N/A | Linked Revit Model : Clinic_A.rvt | UNSET |  |  | Level: Level 1 |  |  |  | 0.500000 | [7 empty] | 0.460000 |  |  |  |  | N/A | UNSET | N/A | N/A | TRUE | N/A | 0 | N/A | 0 | 0 | 0 | 0 | 0 | UNSET | N/A | N/A | FIXED | N/A | Ground Fault Receptacles | UNSET | N/A |  | N/A | N/A | N/A | 0 | L1 | 0 | N/A | N/A | N/A | 0 | [16 empty] | N/A |  |  |  | 23.80.50.11.17 | [7 empty] | Receptacle |  | N21B1 | 25 | [5 empty] | 1291.669250 | 0.000000 | 146 | 1937.503875 | TRUE
1721 | 1A16 |  | 876611 | New Construction | N/A | [5 empty] | 103497 |  | 46382 |  | 43619 |  |  | Standard | 0 |  | 97510,97511,97512,97513,97514,97515,103571,103572,103573,103574,103575 | 0Oe4W3Rwf1Dht7uPdCMM9q | 1 |  | M_Duplex Receptacle:Standard:Standard:876611 |  |  | N/A | 1721 | N/A |  | N/A | N/A | N/A | N/A | N/A |  | 120 V/1-180 VA | N/A | Linked Revit Model : Clinic_A.rvt | UNSET |  |  | Level: Level 1 |  |  |  | 0.500000 | [7 empty] | 0.460000 |  |  |  |  | N/A | UNSET | N/A | N/A | TRUE | N/A | 0 | N/A | 0 | 0 | 0 | 0 | 0 | UNSET | N/A | N/A | FIXED | N/A | Ground Fault Receptacles | UNSET | N/A |  | N/A | N/A | N/A | 0 | L1 | 0 | N/A | N/A | N/A | 0 | [16 empty] | N/A |  |  |  | 23.80.50.11.17 | [7 empty] | Receptacle |  | N21B1 | 25 | [5 empty] | 1291.669250 | 0.000000 | 147 | 1937.503875 | TRUE
1722 | 1A16 |  | 876815 | New Construction | N/A | [5 empty] | 103497 |  | 46383 |  | 43620 |  |  | Standard | 0 |  | 97516,97517,97518,97519,97520,97521,103571,103572,103573,103574,103575 | 0Oe4W3Rwf1Dht7uPdCMMCu | 1 |  | M_Duplex Receptacle:Standard:Standard:876815 |  |  | N/A | 1722 | N/A |  | N/A | N/A | N/A | N/A | N/A |  | 120 V/1-180 VA | N/A | Linked Revit Model : Clinic_A.rvt | UNSET |  |  | Level: Level 1 |  |  |  | 0.500000 | [7 empty] | 0.460000 |  |  |  |  | N/A | UNSET | N/A | N/A | TRUE | N/A | 0 | N/A | 0 | 0 | 0 | 0 | 0 | UNSET | N/A | N/A | FIXED | N/A | Ground Fault Receptacles | UNSET | N/A |  | N/A | N/A | N/A | 0 | L1 | 0 | N/A | N/A | N/A | 0 | [16 empty] | N/A |  |  |  | 23.80.50.11.17 | [7 empty] | Receptacle |  | N21B1 | 25 | [5 empty] | 1291.669250 | 0.000000 | 148 | 1937.503875 | TRUE
1730 | 1A16 |  | 877426 | New Construction | N/A | [5 empty] | 103497 |  | 46391 |  | 43628 |  |  | Standard | 0 |  | 97568,97569,97570,97571,97572,97573,103571,103572,103573,103574,103575 | 0Oe4W3Rwf1Dht7uPdCMM55 | 1 |  | M_Duplex Receptacle:Standard:Standard:877426 |  |  | N/A | 1730 | N/A |  | N/A | N/A | N/A | N/A | N/A |  | 120 V/1-180 VA | N/A | Linked Revit Model : Clinic_A.rvt | UNSET |  |  | Level: Level 1 |  |  |  | 0.500000 | [7 empty] | 0.460000 |  |  |  |  | N/A | UNSET | N/A | N/A | TRUE | N/A | 0 | N/A | 0 | 0 | 0 | 0 | 0 | UNSET | N/A | N/A | FIXED | N/A | Ground Fault Receptacles | UNSET | N/A |  | N/A | N/A | N/A | 0 | L1 | 0 | N/A | N/A | N/A | 0 | [16 empty] | N/A |  |  |  | 23.80.50.11.17 | [7 empty] | Receptacle |  | N21B1 | 12 | [5 empty] | 1291.669250 | 0.000000 | 156 | 1937.503875 | TRUE
1731 | 1A16 |  | 877469 | New Construction | N/A | [5 empty] | 103497 |  | 46392 |  | 43629 |  |  | Standard | 0 |  | 97575,97576,97577,97578,97579,97580,103571,103572,103573,103574,103575 | 0Oe4W3Rwf1Dht7uPdCMM6g | 1 |  | M_Duplex Receptacle:Standard:Standard:877469 |  |  | N/A | 1731 | N/A |  | N/A | N/A | N/A | N/A | N/A |  | 120 V/1-180 VA | N/A | Linked Revit Model : Clinic_A.rvt | UNSET |  |  | Level: Level 1 |  |  |  | 0.500000 | [7 empty] | 0.460000 |  |  |  |  | N/A | UNSET | N/A | N/A | TRUE | N/A | 0 | N/A | 0 | 0 | 0 | 0 | 0 | UNSET | N/A | N/A | FIXED | N/A | Ground Fault Receptacles | UNSET | N/A |  | N/A | N/A | N/A | 0 | L1 | 0 | N/A | N/A | N/A | 0 | [16 empty] | N/A |  |  |  | 23.80.50.11.17 | [7 empty] | Receptacle |  | N21B1 | 12 | [5 empty] | 1291.669250 | 0.000000 | 157 | 1937.503875 | TRUE
1733 | 1A16 |  | 877728 | New Construction | N/A | [5 empty] | 103497 |  | 46394 |  | 43631 |  |  | Standard | 0 |  | 97589,97590,97591,97592,97593,97594,103571,103572,103573,103574,103575 | 0Oe4W3Rwf1Dht7uPdCMMQN | 1 |  | M_Duplex Receptacle:Standard:Standard:877728 |  |  | N/A | 1733 | N/A |  | N/A | N/A | N/A | N/A | N/A |  | 120 V/1-180 VA | N/A | Linked Revit Model : Clinic_A.rvt | UNSET |  |  | Level: Level 1 |  |  |  | 0.500000 | [7 empty] | 0.460000 |  |  |  |  | N/A | UNSET | N/A | N/A | TRUE | N/A | 0 | N/A | 0 | 0 | 0 | 0 | 0 | UNSET | N/A | N/A | FIXED | N/A | Ground Fault Receptacles | UNSET | N/A |  | N/A | N/A | N/A | 0 | L1 | 0 | N/A | N/A | N/A | 0 | [16 empty] | N/A |  |  |  | 23.80.50.11.17 | [7 empty] | Receptacle |  | N21B1 | 12 | [5 empty] | 1291.669250 | 0.000000 | 159 | 1937.503875 | TRUE
1734 | 1A16 |  | 877772 | New Construction | N/A | [5 empty] | 103497 |  | 46395 |  | 43632 |  |  | Standard | 0 |  | 97595,97596,97597,97598,97599,97600,103571,103572,103573,103574,103575 | 0Oe4W3Rwf1Dht7uPdCMMRx | 1 |  | M_Duplex Receptacle:Standard:Standard:877772 |  |  | N/A | 1734 | N/A |  | N/A | N/A | N/A | N/A | N/A |  | 120 V/1-180 VA | N/A | Linked Revit Model : Clinic_A.rvt | UNSET |  |  | Level: Level 1 |  |  |  | 0.500000 | [7 empty] | 0.460000 |  |  |  |  | N/A | UNSET | N/A | N/A | TRUE | N/A | 0 | N/A | 0 | 0 | 0 | 0 | 0 | UNSET | N/A | N/A | FIXED | N/A | Ground Fault Receptacles | UNSET | N/A |  | N/A | N/A | N/A | 0 | L1 | 0 | N/A | N/A | N/A | 0 | [16 empty] | N/A |  |  |  | 23.80.50.11.17 | [7 empty] | Receptacle |  | N21B1 | 12 | [5 empty] | 1291.669250 | 0.000000 | 160 | 1937.503875 | TRUE
1742 | 1A16 |  | 878256 | New Construction | N/A | [5 empty] | 103497 |  | 46403 |  | 43640 |  |  | Standard | 0 |  | 97643,97644,97645,97646,97647,97648,103571,103572,103573,103574,103575 | 0Oe4W3Rwf1Dht7uPdCMMI7 | 1 |  | M_Duplex Receptacle:Standard:Standard:878256 |  |  | N/A | 1742 | N/A |  | N/A | N/A | N/A | N/A | N/A |  | 120 V/1-180 VA | N/A | Linked Revit Model : Clinic_A.rvt | UNSET |  |  | Level: Level 1 |  |  |  | 0.500000 | [7 empty] | 0.460000 |  |  |  |  | N/A | UNSET | N/A | N/A | TRUE | N/A | 0 | N/A | 0 | 0 | 0 | 0 | 0 | UNSET | N/A | N/A | FIXED | N/A | Ground Fault Receptacles | UNSET | N/A |  | N/A | N/A | N/A | 0 | L1 | 0 | N/A | N/A | N/A | 0 | [16 empty] | N/A |  |  |  | 23.80.50.11.17 | [7 empty] | Receptacle |  | N21B1 | 9 | [5 empty] | 1291.669250 | 0.000000 | 168 | 1937.503875 | TRUE
1743 | 1A16 |  | 878329 | New Construction | N/A | [5 empty] | 103497 |  | 46405 |  | 43641 |  |  | Standard | 0 |  | 97649,97650,97651,97652,97653,97654,103571,103572,103573,103574,103575 | 0Oe4W3Rwf1Dht7uPdCMMJE | 1 |  | M_Duplex Receptacle:Standard:Standard:878329 |  |  | N/A | 1743 | N/A |  | N/A | N/A | N/A | N/A | N/A |  | 120 V/1-180 VA | N/A | Linked Revit Model : Clinic_A.rvt | UNSET |  |  | Level: Level 1 |  |  |  | 0.500000 | [7 empty] | 0.460000 |  |  |  |  | N/A | UNSET | N/A | N/A | TRUE | N/A | 0 | N/A | 0 | 0 | 0 | 0 | 0 | UNSET | N/A | N/A | FIXED | N/A | Ground Fault Receptacles | UNSET | N/A |  | N/A | N/A | N/A | 0 | L1 | 0 | N/A | N/A | N/A | 0 | [16 empty] | N/A |  |  |  | 23.80.50.11.17 | [7 empty] | Receptacle |  | N21B1 | 9 | [5 empty] | 1291.669250 | 0.000000 | 169 | 1937.503875 | TRUE
1744 | 1A16 |  | 878372 | New Construction | N/A | [5 empty] | 103497 |  | 46406 |  | 43642 |  |  | Standard | 0 |  | 97655,97656,97657,97658,97659,97660,103571,103572,103573,103574,103575 | 0Oe4W3Rwf1Dht7uPdCMMKJ | 1 |  | M_Duplex Receptacle:Standard:Standard:878372 |  |  | N/A | 1744 | N/A |  | N/A | N/A | N/A | N/A | N/A |  | 120 V/1-180 VA | N/A | Linked Revit Model : Clinic_A.rvt | UNSET |  |  | Level: Level 1 |  |  |  | 0.500000 | [7 empty] | 0.460000 |  |  |  |  | N/A | UNSET | N/A | N/A | TRUE | N/A | 0 | N/A | 0 | 0 | 0 | 0 | 0 | UNSET | N/A | N/A | FIXED | N/A | Ground Fault Receptacles | UNSET | N/A |  | N/A | N/A | N/A | 0 | L1 | 0 | N/A | N/A | N/A | 0 | [16 empty] | N/A |  |  |  | 23.80.50.11.17 | [7 empty] | Receptacle |  | N21B1 | 9 | [5 empty] | 1291.669250 | 0.000000 | 170 | 1937.503875 | TRUE
1745 | 1A16 |  | 878501 | New Construction | N/A | [5 empty] | 103497 |  | 46407 |  | 43643 |  |  | Standard | 0 |  | 97661,97662,97663,97664,97665,97666,103571,103572,103573,103574,103575 | 0Oe4W3Rwf1Dht7uPdCMMMI | 1 |  | M_Duplex Receptacle:Standard:Standard:878501 |  |  | N/A | 1745 | N/A |  | N/A | N/A | N/A | N/A | N/A |  | 120 V/1-180 VA | N/A | Linked Revit Model : Clinic_A.rvt | UNSET |  |  | Level: Level 1 |  |  |  | 0.500000 | [7 empty] | 0.460000 |  |  |  |  | N/A | UNSET | N/A | N/A | TRUE | N/A | 0 | N/A | 0 | 0 | 0 | 0 | 0 | UNSET | N/A | N/A | FIXED | N/A | Ground Fault Receptacles | UNSET | N/A |  | N/A | N/A | N/A | 0 | L1 | 0 | N/A | N/A | N/A | 0 | [16 empty] | N/A |  |  |  | 23.80.50.11.17 | [7 empty] | Receptacle |  | N21B1 | 9 | [5 empty] | 1291.669250 | 0.000000 | 171 | 1937.503875 | TRUE
1749 | 1A16 |  | 878947 | New Construction | N/A | [5 empty] | 103497 |  | 46411 |  | 43647 |  |  | Standard | 0 |  | 97686,97687,97688,97689,97690,97691,103571,103572,103573,103574,103575 | 0Oe4W3Rwf1Dht7uPdCMMjK | 1 |  | M_Duplex Receptacle:Standard:Standard:878947 |  |  | N/A | 1749 | N/A |  | N/A | N/A | N/A | N/A | N/A |  | 120 V/1-180 VA | N/A | Linked Revit Model : Clinic_A.rvt | UNSET |  |  | Level: Level 1 |  |  |  | 0.500000 | [7 empty] | 0.460000 |  |  |  |  | N/A | UNSET | N/A | N/A | TRUE | N/A | 0 | N/A | 0 | 0 | 0 | 0 | 0 | UNSET | N/A | N/A | FIXED | N/A | Ground Fault Receptacles | UNSET | N/A |  | N/A | N/A | N/A | 0 | L1 | 0 | N/A | N/A | N/A | 0 | [16 empty] | N/A |  |  |  | 23.80.50.11.17 | [7 empty] | Receptacle |  | N21B1 | 9 | [5 empty] | 1291.669250 | 0.000000 | 175 | 1937.503875 | TRUE
1750 | 1A16 |  | 878990 | New Construction | N/A | [5 empty] | 103497 |  | 46412 |  | 43648 |  |  | Standard | 0 |  | 97693,97694,97695,97696,97697,97698,103571,103572,103573,103574,103575 | 0Oe4W3Rwf1Dht7uPdCMMkv | 1 |  | M_Duplex Receptacle:Standard:Standard:878990 |  |  | N/A | 1750 | N/A |  | N/A | N/A | N/A | N/A | N/A |  | 120 V/1-180 VA | N/A | Linked Revit Model : Clinic_A.rvt | UNSET |  |  | Level: Level 1 |  |  |  | 0.500000 | [7 empty] | 0.460000 |  |  |  |  | N/A | UNSET | N/A | N/A | TRUE | N/A | 0 | N/A | 0 | 0 | 0 | 0 | 0 | UNSET | N/A | N/A | FIXED | N/A | Ground Fault Receptacles | UNSET | N/A |  | N/A | N/A | N/A | 0 | L1 | 0 | N/A | N/A | N/A | 0 | [16 empty] | N/A |  |  |  | 23.80.50.11.17 | [7 empty] | Receptacle |  | N21B1 | 8 | [5 empty] | 1291.669250 | 0.000000 | 176 | 1937.503875 | TRUE
1751 | 1A16 |  | 879033 | New Construction | N/A | [5 empty] | 103497 |  | 46413 |  | 43649 |  |  | Standard | 0 |  | 97700,97701,97702,97703,97704,97705,103571,103572,103573,103574,103575 | 0Oe4W3Rwf1Dht7uPdCMMkE | 1 |  | M_Duplex Receptacle:Standard:Standard:879033 |  |  | N/A | 1751 | N/A |  | N/A | N/A | N/A | N/A | N/A |  | 120 V/1-180 VA | N/A | Linked Revit Model : Clinic_A.rvt | UNSET |  |  | Level: Level 1 |  |  |  | 0.500000 | [7 empty] | 0.460000 |  |  |  |  | N/A | UNSET | N/A | N/A | TRUE | N/A | 0 | N/A | 0 | 0 | 0 | 0 | 0 | UNSET | N/A | N/A | FIXED | N/A | Ground Fault Receptacles | UNSET | N/A |  | N/A | N/A | N/A | 0 | L1 | 0 | N/A | N/A | N/A | 0 | [16 empty] | N/A |  |  |  | 23.80.50.11.17 | [7 empty] | Receptacle |  | N21B1 | 7 | [5 empty] | 1291.669250 | 0.000000 | 177 | 1937.503875 | TRUE
1752 | 1A16 |  | 879441 | New Construction | N/A | [5 empty] | 103497 |  | 46414 |  | 43650 |  |  | Standard | 0 |  | 97707,97708,97709,97710,97711,97712,103571,103572,103573,103574,103575 | 0Oe4W3Rwf1Dht7uPdCMMbc | 1 |  | M_Duplex Receptacle:Standard:Standard:879441 |  |  | N/A | 1752 | N/A |  | N/A | N/A | N/A | N/A | N/A |  | 120 V/1-180 VA | N/A | Linked Revit Model : Clinic_A.rvt | UNSET |  |  | Level: Level 1 |  |  |  | 0.500000 | [7 empty] | 0.460000 |  |  |  |  | N/A | UNSET | N/A | N/A | TRUE | N/A | 0 | N/A | 0 | 0 | 0 | 0 | 0 | UNSET | N/A | N/A | FIXED | N/A | Ground Fault Receptacles | UNSET | N/A |  | N/A | N/A | N/A | 0 | L1 | 0 | N/A | N/A | N/A | 0 | [16 empty] | N/A |  |  |  | 23.80.50.11.17 | [7 empty] | Receptacle |  | N21B1 | 7 | [5 empty] | 1291.669250 | 0.000000 | 178 | 1937.503875 | TRUE
1753 | 1A16 |  | 879636 | New Construction | N/A | [5 empty] | 103497 |  | 46415 |  | 43651 |  |  | Standard | 0 |  | 97714,97715,97716,97717,97718,97719,103571,103572,103573,103574,103575 | 0Oe4W3Rwf1Dht7uPdCMMuZ | 1 |  | M_Duplex Receptacle:Standard:Standard:879636 |  |  | N/A | 1753 | N/A |  | N/A | N/A | N/A | N/A | N/A |  | 120 V/1-180 VA | N/A | Linked Revit Model : Clinic_A.rvt | UNSET |  |  | Level: Level 1 |  |  |  | 0.500000 | [7 empty] | 0.460000 |  |  |  |  | N/A | UNSET | N/A | N/A | TRUE | N/A | 0 | N/A | 0 | 0 | 0 | 0 | 0 | UNSET | N/A | N/A | FIXED | N/A | Ground Fault Receptacles | UNSET | N/A |  | N/A | N/A | N/A | 0 | L1 | 0 | N/A | N/A | N/A | 0 | [16 empty] | N/A |  |  |  | 23.80.50.11.17 | [7 empty] | Receptacle |  | N21B1 | 8 | [5 empty] | 1291.669250 | 0.000000 | 179 | 1937.503875 | TRUE
1754 | 1A16 |  | 879659 | New Construction | N/A | [5 empty] | 103497 |  | 46416 |  | 43652 |  |  | Standard | 0 |  | 97721,97722,97723,97724,97725,97726,103571,103572,103573,103574,103575 | 0Oe4W3Rwf1Dht7uPdCMMuS | 1 |  | M_Duplex Receptacle:Standard:Standard:879659 |  |  | N/A | 1754 | N/A |  | N/A | N/A | N/A | N/A | N/A |  | 120 V/1-180 VA | N/A | Linked Revit Model : Clinic_A.rvt | UNSET |  |  | Level: Level 1 |  |  |  | 0.500000 | [7 empty] | 0.460000 |  |  |  |  | N/A | UNSET | N/A | N/A | TRUE | N/A | 0 | N/A | 0 | 0 | 0 | 0 | 0 | UNSET | N/A | N/A | FIXED | N/A | Ground Fault Receptacles | UNSET | N/A |  | N/A | N/A | N/A | 0 | L1 | 0 | N/A | N/A | N/A | 0 | [16 empty] | N/A |  |  |  | 23.80.50.11.17 | [7 empty] | Receptacle |  | N21B1 | 9 | [5 empty] | 1291.669250 | 0.000000 | 180 | 1937.503875 | TRUE
1837 | 1A16 |  | 891605 | New Construction | N/A | [5 empty] | 103497 |  | 46503 |  | 43735 |  |  | Standard | 0 |  | 98241,98242,98243,98244,98245,98246,103571,103572,103573,103574,103575 | 0Oe4W3Rwf1Dht7uPdCMPZY | 1 |  | M_Duplex Receptacle:Standard:Standard:891605 |  |  | N/A | 1837 | N/A |  | N/A | N/A | N/A | N/A | N/A |  | 120 V/1-180 VA | N/A | Linked Revit Model : Clinic_A.rvt | UNSET |  |  | Level: Level 1 |  |  |  | 0.500000 | [7 empty] | 0.460000 |  |  |  |  | N/A | UNSET | N/A | N/A | TRUE | N/A | 0 | N/A | 0 | 0 | 0 | 0 | 0 | UNSET | N/A | N/A | FIXED | N/A | Ground Fault Receptacles | UNSET | N/A |  | N/A | N/A | N/A | 0 | L1 | 0 | N/A | N/A | N/A | 0 | [16 empty] | N/A |  |  |  | 23.80.50.11.17 | [7 empty] | Receptacle |  | N21B1 | 25 | [5 empty] | 1291.669250 | 0.000000 | 263 | 1937.503875 | TRUE
1140 | Level 2 | 0 | 779113 | New Construction | N/A |  | 0 |  | 0 |  | 103407 | Point+HemiSpherical | 45880 |  | 53747 | REF TYPE MARK | 0 | SCB - 213 Diameter | 0 |  | 94345,94346,94347,94348,94349,94350,94351,103148,103149,103150,103151,103152,103153,103154,103155 | 0yuotxu8DEgv2qMIt$xLJS | 1 |  | M_Downlight - Recessed Can:SCB - 213 Diameter:SCB - 213 Diameter:779113 |  | YES | N/A | 1140 | N/A | 16777215 | N/A | N/A | N/A | N/A | N/A |  | 120 V/1-100 VA | N/A | Linked Revit Model : Clinic_A.rvt | UNSET |  |  | Level: Level 2 | UNSET | F | 0 | 2.680000 |  | 1076.391042 | 0 | 0.050000 |  |  |  | 1.200000 |  |  | T4, TRIPLE TUBE, CRI=82 |  | N/A | UNSET | N/A | N/A | TRUE | N/A | 0 | N/A | 0 | 0 | 0 | 0 | 0 | UNSET | N/A | N/A | FIXED | N/A | Downlights | UNSET | N/A | D5020220 | N/A | N/A | N/A | 0 | L1 | 0 | N/A | N/A | N/A | 0 | UNSET | UNSET | 0 | 0 | 0 | 0 | 0 | [9 empty] | N/A | Lighting - Incandescent |  |  | 23.80.70.11.14.11 |  |  | SCB |  |  | 0.100000 | 1291.669250 | Lighting - Dwelling Unit | 1 | L42C | 3 | 0.200000 | 0.200000 | 2400.000000 | 32 | 0.087300
1141 | Level 2 | 0 | 779188 | New Construction | N/A |  | 0 |  | 0 |  | 103407 | Point+HemiSpherical | 45881 |  | 53748 | REF TYPE MARK | 0 | SCB - 213 Diameter | 0 |  | 94352,94353,94354,94355,94356,94357,94358,103148,103149,103150,103151,103152,103153,103154,103155 | 0yuotxu8DEgv2qMIt$xLG1 | 1 |  | M_Downlight - Recessed Can:SCB - 213 Diameter:SCB - 213 Diameter:779188 |  | YES | N/A | 1141 | N/A | 16777215 | N/A | N/A | N/A | N/A | N/A |  | 120 V/1-100 VA | N/A | Linked Revit Model : Clinic_A.rvt | UNSET |  |  | Level: Level 2 | UNSET | F | 0 | 2.680000 |  | 1076.391042 | 0 | 0.050000 |  |  |  | 1.200000 |  |  | T4, TRIPLE TUBE, CRI=82 |  | N/A | UNSET | N/A | N/A | TRUE | N/A | 0 | N/A | 0 | 0 | 0 | 0 | 0 | UNSET | N/A | N/A | FIXED | N/A | Downlights | UNSET | N/A | D5020220 | N/A | N/A | N/A | 0 | L1 | 0 | N/A | N/A | N/A | 0 | UNSET | UNSET | 0 | 0 | 0 | 0 | 0 | [9 empty] | N/A | Lighting - Incandescent |  |  | 23.80.70.11.14.11 |  |  | SCB |  |  | 0.100000 | 1291.669250 | Lighting - Dwelling Unit | 1 | L42C | 3 | 0.200000 | 0.200000 | 2400.000000 | 32 | 0.087300
1142 | Level 2 | 0 | 779322 | New Construction | N/A |  | 0 |  | 0 |  | 103407 | Point+HemiSpherical | 45882 |  | 53749 | REF TYPE MARK | 0 | SC - 213mm Diameter | 0 |  | 94359,94360,94361,94362,94363,94364,94365,103456,103457,103458,103459,103460,103461,103462,103463 | 0yuotxu8DEgv2qMIt$xLEF | 1 |  | M_Downlight - Recessed Can:SC - 213mm Diameter:SC - 213mm Diameter:779322 |  | NO | N/A | 1142 | N/A | 16777215 | N/A | N/A | N/A | N/A | N/A |  | 120 V/1-100 VA | N/A | Linked Revit Model : Clinic_A.rvt | UNSET |  |  | Level: Level 2 | UNSET | F | 0 | 2.680000 |  | 1076.391042 | 0 | 0.050000 |  |  |  | 1.200000 |  |  | T4, TRIPLE TUBE, CRI=82 |  | N/A | UNSET | N/A | N/A | TRUE | N/A | 0 | N/A | 0 | 0 | 0 | 0 | 0 | UNSET | N/A | N/A | FIXED | N/A | Downlights | UNSET | N/A | D5020220 | N/A | N/A | N/A | 0 | L1 | 0 | N/A | N/A | N/A | 0 | UNSET | UNSET | 0 | 0 | 0 | 0 | 0 | [9 empty] | N/A | Lighting - Incandescent |  |  | 23.80.70.11.14.11 |  |  | SC |  |  | 0.100000 | 1291.669250 | Lighting - Dwelling Unit | 1 | L42C | 3 | 0.200000 | 0.200000 | 2400.000000 | 32 | 0.087300
1143 | Level 2 | 0 | 779368 | New Construction | N/A |  | 0 |  | 0 |  | 103407 | Point+HemiSpherical | 45883 |  | 53750 | REF TYPE MARK | 0 | SC - 213mm Diameter | 0 |  | 94366,94367,94368,94369,94370,94371,94372,103456,103457,103458,103459,103460,103461,103462,103463 | 0yuotxu8DEgv2qMIt$xLFT | 1 |  | M_Downlight - Recessed Can:SC - 213mm Diameter:SC - 213mm Diameter:779368 |  | NO | N/A | 1143 | N/A | 16777215 | N/A | N/A | N/A | N/A | N/A |  | 120 V/1-100 VA | N/A | Linked Revit Model : Clinic_A.rvt | UNSET |  |  | Level: Level 2 | UNSET | F | 0 | 2.680000 |  | 1076.391042 | 0 | 0.050000 |  |  |  | 1.200000 |  |  | T4, TRIPLE TUBE, CRI=82 |  | N/A | UNSET | N/A | N/A | TRUE | N/A | 0 | N/A | 0 | 0 | 0 | 0 | 0 | UNSET | N/A | N/A | FIXED | N/A | Downlights | UNSET | N/A | D5020220 | N/A | N/A | N/A | 0 | L1 | 0 | N/A | N/A | N/A | 0 | UNSET | UNSET | 0 | 0 | 0 | 0 | 0 | [9 empty] | N/A | Lighting - Incandescent |  |  | 23.80.70.11.14.11 |  |  | SC |  |  | 0.100000 | 1291.669250 | Lighting - Dwelling Unit | 1 | L42C | 3 | 0.200000 | 0.200000 | 2400.000000 | 32 | 0.087300
1144 | Level 2 | 0 | 779408 | New Construction | N/A |  | 0 |  | 0 |  | 103407 | Point+HemiSpherical | 45884 |  | 53751 | REF TYPE MARK | 0 | SC - 213mm Diameter | 0 |  | 94373,94374,94375,94376,94377,94378,94379,103456,103457,103458,103459,103460,103461,103462,103463 | 0yuotxu8DEgv2qMIt$xLCb | 1 |  | M_Downlight - Recessed Can:SC - 213mm Diameter:SC - 213mm Diameter:779408 |  | NO | N/A | 1144 | N/A | 16777215 | N/A | N/A | N/A | N/A | N/A |  | 120 V/1-100 VA | N/A | Linked Revit Model : Clinic_A.rvt | UNSET |  |  | Level: Level 2 | UNSET | F | 0 | 2.680000 |  | 1076.391042 | 0 | 0.050000 |  |  |  | 1.200000 |  |  | T4, TRIPLE TUBE, CRI=82 |  | N/A | UNSET | N/A | N/A | TRUE | N/A | 0 | N/A | 0 | 0 | 0 | 0 | 0 | UNSET | N/A | N/A | FIXED | N/A | Downlights | UNSET | N/A | D5020220 | N/A | N/A | N/A | 0 | L1 | 0 | N/A | N/A | N/A | 0 | UNSET | UNSET | 0 | 0 | 0 | 0 | 0 | [9 empty] | N/A | Lighting - Incandescent |  |  | 23.80.70.11.14.11 |  |  | SC |  |  | 0.100000 | 1291.669250 | Lighting - Dwelling Unit | 1 | L42C | 3 | 0.200000 | 0.200000 | 2400.000000 | 32 | 0.087300
1145 | Level 2 | 0 | 779444 | New Construction | N/A |  | 0 |  | 0 |  | 103407 | Point+HemiSpherical | 45885 |  | 53752 | REF TYPE MARK | 0 | SC - 213mm Diameter | 0 |  | 94380,94381,94382,94383,94384,94385,94386,103456,103457,103458,103459,103460,103461,103462,103463 | 0yuotxu8DEgv2qMIt$xLC1 | 1 |  | M_Downlight - Recessed Can:SC - 213mm Diameter:SC - 213mm Diameter:779444 |  | NO | N/A | 1145 | N/A | 16777215 | N/A | N/A | N/A | N/A | N/A |  | 120 V/1-100 VA | N/A | Linked Revit Model : Clinic_A.rvt | UNSET |  |  | Level: Level 2 | UNSET | F | 0 | 2.680000 |  | 1076.391042 | 0 | 0.050000 |  |  |  | 1.200000 |  |  | T4, TRIPLE TUBE, CRI=82 |  | N/A | UNSET | N/A | N/A | TRUE | N/A | 0 | N/A | 0 | 0 | 0 | 0 | 0 | UNSET | N/A | N/A | FIXED | N/A | Downlights | UNSET | N/A | D5020220 | N/A | N/A | N/A | 0 | L1 | 0 | N/A | N/A | N/A | 0 | UNSET | UNSET | 0 | 0 | 0 | 0 | 0 | [9 empty] | N/A | Lighting - Incandescent |  |  | 23.80.70.11.14.11 |  |  | SC |  |  | 0.100000 | 1291.669250 | Lighting - Dwelling Unit | 1 | L42C | 3 | 0.200000 | 0.200000 | 2400.000000 | 32 | 0.087300
1146 | Level 2 | 0 | 779480 | New Construction | N/A |  | 0 |  | 0 |  | 103407 | Point+HemiSpherical | 45886 |  | 53753 | REF TYPE MARK | 0 | SC - 213mm Diameter | 0 |  | 94387,94388,94389,94390,94391,94392,94393,103456,103457,103458,103459,103460,103461,103462,103463 | 0yuotxu8DEgv2qMIt$xLDj | 1 |  | M_Downlight - Recessed Can:SC - 213mm Diameter:SC - 213mm Diameter:779480 |  | NO | N/A | 1146 | N/A | 16777215 | N/A | N/A | N/A | N/A | N/A |  | 120 V/1-100 VA | N/A | Linked Revit Model : Clinic_A.rvt | UNSET |  |  | Level: Level 2 | UNSET | F | 0 | 2.680000 |  | 1076.391042 | 0 | 0.050000 |  |  |  | 1.200000 |  |  | T4, TRIPLE TUBE, CRI=82 |  | N/A | UNSET | N/A | N/A | TRUE | N/A | 0 | N/A | 0 | 0 | 0 | 0 | 0 | UNSET | N/A | N/A | FIXED | N/A | Downlights | UNSET | N/A | D5020220 | N/A | N/A | N/A | 0 | L1 | 0 | N/A | N/A | N/A | 0 | UNSET | UNSET | 0 | 0 | 0 | 0 | 0 | [9 empty] | N/A | Lighting - Incandescent |  |  | 23.80.70.11.14.11 |  |  | SC |  |  | 0.100000 | 1291.669250 | Lighting - Dwelling Unit | 1 | L42C | 3 | 0.200000 | 0.200000 | 2400.000000 | 32 | 0.087300
1189 | Level 2 | 0 | 782227 | New Construction | N/A |  | 0 |  | 0 |  | 103407 | Point+HemiSpherical | 45932 |  | 53798 | REF TYPE MARK | 0 | SB - 102mm Diameter | 0 |  | 94718,94719,94720,94721,94722,94723,94724,103525,103526,103527,103528,103529,103530,103531,103532 | 0yuotxu8DEgv2qMIt$xLWc | 1 |  | M_Downlight - Recessed Can:SB - 102mm Diameter:SB - 102mm Diameter:782227 |  | NO | N/A | 1189 | N/A | 16777215 | N/A | N/A | N/A | N/A | N/A |  | 120 V/1-100 VA | N/A | Linked Revit Model : Clinic_A.rvt | UNSET |  |  | Level: Level 2 | UNSET | F | 0 | 2.680000 |  | 1076.391042 | 0 | 0.050000 |  |  |  | 1.200000 |  |  | T4, QUAD TUBE, CRI=82 |  | N/A | UNSET | N/A | N/A | TRUE | N/A | 0 | N/A | 0 | 0 | 0 | 0 | 0 | UNSET | N/A | N/A | FIXED | N/A | Downlights | UNSET | N/A | D5020220 | N/A | N/A | N/A | 0 | L1 | 0 | N/A | N/A | N/A | 0 | UNSET | UNSET | 0 | 0 | 0 | 0 | 0 | [9 empty] | N/A | Lighting - Incandescent |  |  | 23.80.70.11.14.11 |  |  | SB |  |  | 0.100000 | 1291.669250 | Lighting - Dwelling Unit | 1 | L42B | 4 | 0.200000 | 0.200000 | 1200.000000 | 18 | 0.087300
1190 | Level 2 | 0 | 782263 | New Construction | N/A |  | 0 |  | 0 |  | 103407 | Point+HemiSpherical | 45933 |  | 53799 | REF TYPE MARK | 0 | SB - 102mm Diameter | 0 |  | 94725,94726,94727,94728,94729,94730,94731,103525,103526,103527,103528,103529,103530,103531,103532 | 0yuotxu8DEgv2qMIt$xLW2 | 1 |  | M_Downlight - Recessed Can:SB - 102mm Diameter:SB - 102mm Diameter:782263 |  | NO | N/A | 1190 | N/A | 16777215 | N/A | N/A | N/A | N/A | N/A |  | 120 V/1-100 VA | N/A | Linked Revit Model : Clinic_A.rvt | UNSET |  |  | Level: Level 2 | UNSET | F | 0 | 2.680000 |  | 1076.391042 | 0 | 0.050000 |  |  |  | 1.200000 |  |  | T4, QUAD TUBE, CRI=82 |  | N/A | UNSET | N/A | N/A | TRUE | N/A | 0 | N/A | 0 | 0 | 0 | 0 | 0 | UNSET | N/A | N/A | FIXED | N/A | Downlights | UNSET | N/A | D5020220 | N/A | N/A | N/A | 0 | L1 | 0 | N/A | N/A | N/A | 0 | UNSET | UNSET | 0 | 0 | 0 | 0 | 0 | [9 empty] | N/A | Lighting - Incandescent |  |  | 23.80.70.11.14.11 |  |  | SB |  |  | 0.100000 | 1291.669250 | Lighting - Dwelling Unit | 1 | L42B | 4 | 0.200000 | 0.200000 | 1200.000000 | 18 | 0.087300
1459 | Level 2 |  | 834262 | New Construction | N/A | [5 empty] | 103407 |  | 46146 |  | 43389 |  |  | Single Pole | 0 |  | 96047,96048,96049,96050,96051,96052,103554,103555,103556,103557,103558,103559 | 3q4w0ijjzFuh9My1IanUEK | 1 |  | M_Lighting Switches:Single Pole:Single Pole:834262 |  |  | N/A | 1459 | N/A |  | N/A | N/A | N/A | N/A | N/A |  | 120 V/1-0 VA | N/A | Grid : E.3 |  |  |  | Level: Level 2 |  |  |  | 1.200000 |  | 0.000000 | [5 empty] | 1.200000 |  |  |  |  | N/A | UNSET | N/A | N/A | TRUE | N/A | 0 | N/A | 0 | 0 | 0 | 0 | 0 | UNSET | N/A | N/A | FIXED | N/A | Switches | UNSET | N/A |  | N/A | N/A | N/A | 0 | L1 | 0 | N/A | N/A | N/A | 0 | [16 empty] | N/A |  |  |  | 23.80.50.11.14 | [7 empty] | Other |  | L42C | 3 | [5 empty] | 1291.669250 | 0.000000
2149 | Level 2 |  | 944924 | New Construction | N/A | [5 empty] | 103407 |  | 46839 |  | 44065 |  |  | Standard | 0 |  | 100309,100310,100311,100312,100313,100314,103571,103572,103573,103574,103575 | 1k8p9C4S9CiONR7YL7KKL$ | 1 |  | M_Duplex Receptacle:Standard:Standard:944924 |  |  | N/A | 2149 | N/A |  | N/A | N/A | N/A | N/A | N/A |  | 120 V/1-180 VA | N/A | Linked Revit Model : Clinic_A.rvt | UNSET |  |  | Level: Level 2 |  |  |  | 0.500000 | [7 empty] | 0.460000 |  |  |  |  | N/A | UNSET | N/A | N/A | TRUE | N/A | 0 | N/A | 0 | 0 | 0 | 0 | 0 | UNSET | N/A | N/A | FIXED | N/A | Ground Fault Receptacles | UNSET | N/A |  | N/A | N/A | N/A | 0 | L1 | 0 | N/A | N/A | N/A | 0 | [16 empty] | N/A |  |  |  | 23.80.50.11.17 | [7 empty] | Receptacle |  | N22B | 19 | [5 empty] | 1291.669250 | 0.000000 | 576 | 1937.503875 | TRUE
2402 | Level 2 |  | 973528 | New Construction | N/A | [5 empty] | 103407 |  | 47092 |  | 44318 |  |  | Standard | 0 |  | 101827,101828,101829,101830,101831,101832,103571,103572,103573,103574,103575 | 1ZhgLpwJLD8OCzRSS4hfLw | 1 |  | M_Duplex Receptacle:Standard:Standard:973528 |  |  | N/A | 2402 | N/A |  | N/A | N/A | N/A | N/A | N/A |  | 120 V/1-180 VA | N/A | Linked Revit Model : Clinic_A.rvt | UNSET |  |  | Level: Level 2 |  |  |  | 0.500000 | [7 empty] | 0.460000 |  |  |  |  | N/A | UNSET | N/A | N/A | TRUE | N/A | 0 | N/A | 0 | 0 | 0 | 0 | 0 | UNSET | N/A | N/A | FIXED | N/A | Ground Fault Receptacles | UNSET | N/A |  | N/A | N/A | N/A | 0 | L1 | 0 | N/A | N/A | N/A | 0 | [16 empty] | N/A |  |  |  | 23.80.50.11.17 | [7 empty] | Receptacle |  | N22C | 27 | [5 empty] | 1291.669250 | 0.000000 | 829 | 1937.503875 | TRUE
2532 | Level 2 |  | 987890 | New Construction | N/A | [5 empty] | 103407 |  | 47222 |  | 44448 |  |  | Standard | 0 |  | 102607,102608,102609,102610,102611,102612,103571,103572,103573,103574,103575 | 1ZhgLpwJLD8OCzRSS4hrrG | 1 |  | M_Duplex Receptacle:Standard:Standard:987890 |  |  | N/A | 2532 | N/A |  | N/A | N/A | N/A | N/A | N/A |  | 120 V/1-180 VA | N/A | Linked Revit Model : Clinic_A.rvt | UNSET |  |  | Level: Level 2 |  |  |  | 0.500000 | [7 empty] | 0.460000 |  |  |  |  | N/A | UNSET | N/A | N/A | TRUE | N/A | 0 | N/A | 0 | 0 | 0 | 0 | 0 | UNSET | N/A | N/A | FIXED | N/A | Ground Fault Receptacles | UNSET | N/A |  | N/A | N/A | N/A | 0 | L1 | 0 | N/A | N/A | N/A | 0 | [16 empty] | N/A |  |  |  | 23.80.50.11.17 | [7 empty] | Receptacle |  | N22C | 25 | [5 empty] | 1291.669250 | 0.000000 | 959 | 1937.503875 | TRUE
2533 | Level 2 |  | 987945 | New Construction | N/A | [5 empty] | 103407 |  | 47223 |  | 44449 |  |  | Standard | 0 |  | 102613,102614,102615,102616,102617,102618,103571,103572,103573,103574,103575 | 1ZhgLpwJLD8OCzRSS4hroB | 1 |  | M_Duplex Receptacle:Standard:Standard:987945 |  |  | N/A | 2533 | N/A |  | N/A | N/A | N/A | N/A | N/A |  | 120 V/1-180 VA | N/A | Linked Revit Model : Clinic_A.rvt | UNSET |  |  | Level: Level 2 |  |  |  | 0.500000 | [7 empty] | 0.460000 |  |  |  |  | N/A | UNSET | N/A | N/A | TRUE | N/A | 0 | N/A | 0 | 0 | 0 | 0 | 0 | UNSET | N/A | N/A | FIXED | N/A | Ground Fault Receptacles | UNSET | N/A |  | N/A | N/A | N/A | 0 | L1 | 0 | N/A | N/A | N/A | 0 | [16 empty] | N/A |  |  |  | 23.80.50.11.17 | [7 empty] | Receptacle |  | N22C2 | 1 | [5 empty] | 1291.669250 | 0.000000 | 960 | 1937.503875 | TRUE
846 | 2AC2 | 0 | 762673 | New Construction | N/A |  | 0 |  | 0 |  | 103161 | Point+HemiSpherical | 45713 |  | 53580 | REF TYPE MARK | 0 | B3B - 610x610mm | 0 | 86801 | 93170,93171,93172,93173,93174,93175,93176,103533,103534,103535,103536,103537,103538,103539,103540,103541 | 3nfyjyjOf1zQfCeH8h9l2$ | 1 |  | M_Troffer Light - Parabolic Square:B3B - 610x610mm:B3B - 610x610mm:762673 |  | YES | N/A | 846 | N/A | 16777215 | N/A | N/A | N/A | N/A | N/A |  | 120 V/1-40 VA | N/A | Linked Revit Model : Clinic_A.rvt | UNSET |  |  | Level: Level 2 | UNSET | F | 0 | 2.680000 |  | 430.556417 | 0 | 0.050000 |  |  |  | 1.200000 |  |  | U-SHAPED, CRI=75 |  | N/A | UNSET | N/A | N/A | TRUE | N/A | 0 | N/A | 0 | 0 | 0 | 0 | 0 | UNSET | N/A | N/A | FIXED | N/A | Downlights | UNSET | N/A |  | N/A | N/A | N/A | 0 | L1 | 0 | N/A | N/A | N/A | 0 | UNSET | UNSET | 0 | 0 | 0 | 0 | 0 | [9 empty] | N/A |  |  |  | 23.80.70.11.14.11 |  |  | B3B |  |  |  | 1291.669250 | Lighting - Dwelling Unit | 1 | L42C | 3 |  |  | 3150.000000 | 32 | [8 empty] | Metal - Paint Finish - Dark Gray, Matte | Glass - White, High Luminance | Metal - Chrome
847 | 2AC2 | 0 | 762706 | New Construction | N/A |  | 0 |  | 0 |  | 103161 | Point+HemiSpherical | 45714 |  | 53581 | REF TYPE MARK | 0 | B3 - 610x610mm | 0 | 86800 | 93177,93178,93179,93180,93181,93182,93183,103543,103544,103545,103546,103547,103548,103549,103550,103551 | 3nfyjyjOf1zQfCeH8h9l3S | 1 |  | M_Troffer Light - Parabolic Square:B3 - 610x610mm:B3 - 610x610mm:762706 |  | NO | N/A | 847 | N/A | 16777215 | N/A | N/A | N/A | N/A | N/A |  | 120 V/1-40 VA | N/A | Linked Revit Model : Clinic_A.rvt | UNSET |  |  | Level: Level 2 | UNSET | F | 0 | 2.680000 |  | 430.556417 | 0 | 0.050000 |  |  |  | 1.200000 |  |  | U-SHAPED, CRI=75 |  | N/A | UNSET | N/A | N/A | TRUE | N/A | 0 | N/A | 0 | 0 | 0 | 0 | 0 | UNSET | N/A | N/A | FIXED | N/A | Downlights | UNSET | N/A |  | N/A | N/A | N/A | 0 | L1 | 0 | N/A | N/A | N/A | 0 | UNSET | UNSET | 0 | 0 | 0 | 0 | 0 | [9 empty] | N/A |  |  |  | 23.80.70.11.14.11 |  |  | B3 |  |  |  | 1291.669250 | Lighting - Dwelling Unit | 1 | L42C | 3 |  |  | 3150.000000 | 32 | [8 empty] | Metal - Paint Finish - Dark Gray, Matte | Glass - White, High Luminance | Metal - Chrome
848 | 2AC2 | 0 | 762838 | New Construction | N/A |  | 0 |  | 0 |  | 103161 | Point+HemiSpherical | 45715 |  | 53582 | REF TYPE MARK | 0 | B3B - 610x610mm | 0 | 86799 | 93184,93185,93186,93187,93188,93189,93190,103533,103534,103535,103536,103537,103538,103539,103540,103541 | 3nfyjyjOf1zQfCeH8h9l1O | 1 |  | M_Troffer Light - Parabolic Square:B3B - 610x610mm:B3B - 610x610mm:762838 |  | YES | N/A | 848 | N/A | 16777215 | N/A | N/A | N/A | N/A | N/A |  | 120 V/1-40 VA | N/A | Linked Revit Model : Clinic_A.rvt | UNSET |  |  | Level: Level 2 | UNSET | F | 0 | 2.680000 |  | 430.556417 | 0 | 0.050000 |  |  |  | 1.200000 |  |  | U-SHAPED, CRI=75 |  | N/A | UNSET | N/A | N/A | TRUE | N/A | 0 | N/A | 0 | 0 | 0 | 0 | 0 | UNSET | N/A | N/A | FIXED | N/A | Downlights | UNSET | N/A |  | N/A | N/A | N/A | 0 | L1 | 0 | N/A | N/A | N/A | 0 | UNSET | UNSET | 0 | 0 | 0 | 0 | 0 | [9 empty] | N/A |  |  |  | 23.80.70.11.14.11 |  |  | B3B |  |  |  | 1291.669250 | Lighting - Dwelling Unit | 1 | L42C | 3 |  |  | 3150.000000 | 32 | [8 empty] | Metal - Paint Finish - Dark Gray, Matte | Glass - White, High Luminance | Metal - Chrome
1444 | 2AC2 |  | 830949 | New Construction | N/A | [5 empty] | 103161 |  | 46131 |  | 43374 |  |  | Single Pole | 0 |  | 95957,95958,95959,95960,95961,95962,103554,103555,103556,103557,103558,103559 | 3q4w0ijjzFuh9My1IanVId | 1 |  | M_Lighting Switches:Single Pole:Single Pole:830949 |  |  | N/A | 1444 | N/A |  | N/A | N/A | N/A | N/A | N/A |  | 120 V/1-0 VA | N/A | Linked Revit Model : Clinic_A.rvt |  |  |  | Level: Level 2 |  |  |  | 1.200000 |  | 0.000000 | [5 empty] | 1.200000 |  |  |  |  | N/A | UNSET | N/A | N/A | TRUE | N/A | 0 | N/A | 0 | 0 | 0 | 0 | 0 | UNSET | N/A | N/A | FIXED | N/A | Switches | UNSET | N/A |  | N/A | N/A | N/A | 0 | L1 | 0 | N/A | N/A | N/A | 0 | [16 empty] | N/A |  |  |  | 23.80.50.11.14 | [7 empty] | Other |  | L42C | 3 | [5 empty] | 1291.669250 | 0.000000
1460 | 2AC2 |  | 834510 | New Construction | N/A | [5 empty] | 103161 |  | 46147 |  | 43390 |  |  | Single Pole | 0 |  | 96053,96054,96055,96056,96057,96058,103554,103555,103556,103557,103558,103559 | 3q4w0ijjzFuh9My1IanUAC | 1 |  | M_Lighting Switches:Single Pole:Single Pole:834510 |  |  | N/A | 1460 | N/A |  | N/A | N/A | N/A | N/A | N/A |  | 120 V/1-0 VA | N/A | Linked Revit Model : Clinic_A.rvt |  |  |  | Level: Level 2 |  |  |  | 1.200000 |  | 0.000000 | [5 empty] | 1.200000 |  |  |  |  | N/A | UNSET | N/A | N/A | TRUE | N/A | 0 | N/A | 0 | 0 | 0 | 0 | 0 | UNSET | N/A | N/A | FIXED | N/A | Switches | UNSET | N/A |  | N/A | N/A | N/A | 0 | L1 | 0 | N/A | N/A | N/A | 0 | [16 empty] | N/A |  |  |  | 23.80.50.11.14 | [7 empty] | Other |  | L42C | 3 | [5 empty] | 1291.669250 | 0.000000
2414 | 2AC2 |  | 974823 | New Construction | N/A | [5 empty] | 103161 |  | 47104 |  | 44330 |  |  | Standard | 0 |  | 101899,101900,101901,101902,101903,101904,103571,103572,103573,103574,103575 | 1ZhgLpwJLD8OCzRSS4hf15 | 1 |  | M_Duplex Receptacle:Standard:Standard:974823 |  |  | N/A | 2414 | N/A |  | N/A | N/A | N/A | N/A | N/A |  | 120 V/1-180 VA | N/A | Linked Revit Model : Clinic_A.rvt | UNSET |  |  | Level: Level 2 |  |  |  | 0.500000 | [7 empty] | 0.460000 |  |  |  |  | N/A | UNSET | N/A | N/A | TRUE | N/A | 0 | N/A | 0 | 0 | 0 | 0 | 0 | UNSET | N/A | N/A | FIXED | N/A | Ground Fault Receptacles | UNSET | N/A |  | N/A | N/A | N/A | 0 | L1 | 0 | N/A | N/A | N/A | 0 | [16 empty] | N/A |  |  |  | 23.80.50.11.17 | [7 empty] | Receptacle |  | N22C | 25 | [5 empty] | 1291.669250 | 0.000000 | 841 | 1937.503875 | TRUE
343 | 2AC3 | 0 | 1211822 | New Construction | N/A | Aluminum-Philips Chloride | 0 | F | 0 | Paint-Philips Chloride-Black | 103271 | Rectangle+Spherical | 47262 | 11 | 53892 | REF TYPE MARK | 0 | X2 | 0 | 86580 | 102880,102881,102882,102883,102884,102885,102886,103169,103170,103171,103172,103173,103174,103175,103176,103177,103216 | 2pPLOtLqj3mvLOgS0jdwst | 1 | No Photometry Available | Exit Sign - Ceiling_Mount_Double Face:X2:X2:1211822 |  | NO | N/A | 343 | N/A | 16777215 | N/A | N/A | N/A | N/A | N/A | 0.225524 | Luminaire 120 V/1-4 VA | N/A | Linked Revit Model : Clinic_A.rvt | UNSET | 0.336550 | Not Available | Level: Level 2 | UNSET | F | 0 | 2.680000 | Plastic-Philips Chloride-Green | 43.055642 | 0 | 0.609600 | 0.120650 | 0.336550 | 0.225524 | 1.219200 | 12/27 (Dual Voltage - 120/277) | Not Available | LED | 1291.669250 | N/A | UNSET | N/A | N/A | TRUE | N/A | 0 | N/A | 0 | 0 | 0 | 0 | 0 | UNSET | N/A | N/A | FIXED | N/A | Emergency Lighting | UNSET | N/A | D5020200 | N/A | N/A | N/A | 0 | L1 | 0 | N/A | N/A | N/A | 0 | UNSET | UNSET | 0 | 0 | 0 | 0 | 0 | Horizontal | Not Available | Not Available | Not Available | Not Available | Matte Black w/Brushed Aluminum Face | Not Applicable | Green | 2 | N/A | Lighting Equipment | http://www.chloridesys.com/chloride/Chloridefixture.cfm?ID=3748 | http://www.chloridesys.com/chloride/ | 23.80.70.11.21 | CE-11400 | 55 Line LED Die Cast Aluminum Exit - Traditional | X2 | 55LA-2-12/27-G | 55LA-2-12/27-G
732 | 2AC3 | 0 | 756423 | New Construction | N/A |  | 0 |  | 0 |  | 103271 | Point+HemiSpherical | 45599 |  | 53466 | REF TYPE MARK | 0 | B3B - 610x610mm | 0 | 86915 | 92372,92373,92374,92375,92376,92377,92378,103533,103534,103535,103536,103537,103538,103539,103540,103541 | 3nfyjyjOf1zQfCeH8h9jb9 | 1 |  | M_Troffer Light - Parabolic Square:B3B - 610x610mm:B3B - 610x610mm:756423 |  | YES | N/A | 732 | N/A | 16777215 | N/A | N/A | N/A | N/A | N/A |  | 120 V/1-40 VA | N/A | Linked Revit Model : Clinic_A.rvt | UNSET |  |  | Level: Level 2 | UNSET | F | 0 | 2.680000 |  | 430.556417 | 0 | 0.050000 |  |  |  | 1.200000 |  |  | U-SHAPED, CRI=75 |  | N/A | UNSET | N/A | N/A | TRUE | N/A | 0 | N/A | 0 | 0 | 0 | 0 | 0 | UNSET | N/A | N/A | FIXED | N/A | Downlights | UNSET | N/A |  | N/A | N/A | N/A | 0 | L1 | 0 | N/A | N/A | N/A | 0 | UNSET | UNSET | 0 | 0 | 0 | 0 | 0 | [9 empty] | N/A |  |  |  | 23.80.70.11.14.11 |  |  | B3B |  |  |  | 1291.669250 | Lighting - Dwelling Unit | 1 | L42C | 3 |  |  | 3150.000000 | 32 | [8 empty] | Metal - Paint Finish - Dark Gray, Matte | Glass - White, High Luminance | Metal - Chrome
733 | 2AC3 | 0 | 756437 | New Construction | N/A |  | 0 |  | 0 |  | 103271 | Point+HemiSpherical | 45600 |  | 53467 | REF TYPE MARK | 0 | B3 - 610x610mm | 0 | 86914 | 92379,92380,92381,92382,92383,92384,92385,103543,103544,103545,103546,103547,103548,103549,103550,103551 | 3nfyjyjOf1zQfCeH8h9jbR | 1 |  | M_Troffer Light - Parabolic Square:B3 - 610x610mm:B3 - 610x610mm:756437 |  | NO | N/A | 733 | N/A | 16777215 | N/A | N/A | N/A | N/A | N/A |  | 120 V/1-40 VA | N/A | Linked Revit Model : Clinic_A.rvt | UNSET |  |  | Level: Level 2 | UNSET | F | 0 | 2.680000 |  | 430.556417 | 0 | 0.050000 |  |  |  | 1.200000 |  |  | U-SHAPED, CRI=75 |  | N/A | UNSET | N/A | N/A | TRUE | N/A | 0 | N/A | 0 | 0 | 0 | 0 | 0 | UNSET | N/A | N/A | FIXED | N/A | Downlights | UNSET | N/A |  | N/A | N/A | N/A | 0 | L1 | 0 | N/A | N/A | N/A | 0 | UNSET | UNSET | 0 | 0 | 0 | 0 | 0 | [9 empty] | N/A |  |  |  | 23.80.70.11.14.11 |  |  | B3 |  |  |  | 1291.669250 | Lighting - Dwelling Unit | 1 | L42C | 3 |  |  | 3150.000000 | 32 | [8 empty] | Metal - Paint Finish - Dark Gray, Matte | Glass - White, High Luminance | Metal - Chrome
734 | 2AC3 | 0 | 756447 | New Construction | N/A |  | 0 |  | 0 |  | 103271 | Point+HemiSpherical | 45601 |  | 53468 | REF TYPE MARK | 0 | B3 - 610x610mm | 0 | 86913 | 92386,92387,92388,92389,92390,92391,92392,103543,103544,103545,103546,103547,103548,103549,103550,103551 | 3nfyjyjOf1zQfCeH8h9jbH | 1 |  | M_Troffer Light - Parabolic Square:B3 - 610x610mm:B3 - 610x610mm:756447 |  | NO | N/A | 734 | N/A | 16777215 | N/A | N/A | N/A | N/A | N/A |  | 120 V/1-40 VA | N/A | Linked Revit Model : Clinic_A.rvt | UNSET |  |  | Level: Level 2 | UNSET | F | 0 | 2.680000 |  | 430.556417 | 0 | 0.050000 |  |  |  | 1.200000 |  |  | U-SHAPED, CRI=75 |  | N/A | UNSET | N/A | N/A | TRUE | N/A | 0 | N/A | 0 | 0 | 0 | 0 | 0 | UNSET | N/A | N/A | FIXED | N/A | Downlights | UNSET | N/A |  | N/A | N/A | N/A | 0 | L1 | 0 | N/A | N/A | N/A | 0 | UNSET | UNSET | 0 | 0 | 0 | 0 | 0 | [9 empty] | N/A |  |  |  | 23.80.70.11.14.11 |  |  | B3 |  |  |  | 1291.669250 | Lighting - Dwelling Unit | 1 | L42C | 3 |  |  | 3150.000000 | 32 | [8 empty] | Metal - Paint Finish - Dark Gray, Matte | Glass - White, High Luminance | Metal - Chrome
735 | 2AC3 | 0 | 756457 | New Construction | N/A |  | 0 |  | 0 |  | 103271 | Point+HemiSpherical | 45602 |  | 53469 | REF TYPE MARK | 0 | B3B - 610x610mm | 0 | 86912 | 92393,92394,92395,92396,92397,92398,92399,103533,103534,103535,103536,103537,103538,103539,103540,103541 | 3nfyjyjOf1zQfCeH8h9jbd | 1 |  | M_Troffer Light - Parabolic Square:B3B - 610x610mm:B3B - 610x610mm:756457 |  | YES | N/A | 735 | N/A | 16777215 | N/A | N/A | N/A | N/A | N/A |  | 120 V/1-40 VA | N/A | Linked Revit Model : Clinic_A.rvt | UNSET |  |  | Level: Level 2 | UNSET | F | 0 | 2.680000 |  | 430.556417 | 0 | 0.050000 |  |  |  | 1.200000 |  |  | U-SHAPED, CRI=75 |  | N/A | UNSET | N/A | N/A | TRUE | N/A | 0 | N/A | 0 | 0 | 0 | 0 | 0 | UNSET | N/A | N/A | FIXED | N/A | Downlights | UNSET | N/A |  | N/A | N/A | N/A | 0 | L1 | 0 | N/A | N/A | N/A | 0 | UNSET | UNSET | 0 | 0 | 0 | 0 | 0 | [9 empty] | N/A |  |  |  | 23.80.70.11.14.11 |  |  | B3B |  |  |  | 1291.669250 | Lighting - Dwelling Unit | 1 | L42C | 3 |  |  | 3150.000000 | 32 | [8 empty] | Metal - Paint Finish - Dark Gray, Matte | Glass - White, High Luminance | Metal - Chrome
1249 | 2AC3 | 0 | 1220125 | New Construction | N/A |  | 0 |  | 0 |  | 103271 | Point+Spherical | 45925 |  | 43219 | REF TYPE MARK | 0 | Y - X-Ray | 0 | 86563 | 94565,94573,94581,94589,94597,94605,103039,103040,103041,103042,103043,103044,103080 | 1IDUDqfdD848yYb_PPcsUL | 1 |  | Lighted Signage:Y - X-Ray:Y - X-Ray:1220125 |  | NO | N/A | 1249 | N/A | 16777215 | N/A | N/A | N/A | N/A | N/A |  |  | N/A | Level : Level 2 | UNSET |  |  |  | UNSET | F | 0 | 2.584500 |  |  | 0 | 0.609600 | [6 empty] | T4, TWIN TUBE CRI=75 |  | N/A | UNSET | N/A | N/A | TRUE | N/A | 0 | N/A | 0 | 0 | 0 | 0 | 0 | UNSET | N/A | N/A | FIXED | N/A | Lighting | UNSET | N/A |  | N/A | N/A | N/A | 0 | L1 | 0 | N/A | N/A | N/A | 0 | UNSET | UNSET | 0 | 0 | 0 | 0 | 0 | [9 empty] | N/A |  |  |  | 23.80.70.00 |  |  | Y | [14 empty] | 0.000000 | Y50 | [12 empty] | F | T | Level: Level 2 | F
2369 | 2AC3 |  | 970053 | New Construction | N/A | [5 empty] | 103271 |  | 47059 |  | 44285 |  |  | Standard | 0 |  | 101629,101630,101631,101632,101633,101634,103571,103572,103573,103574,103575 | 1ZhgLpwJLD8OCzRSS4heBd | 1 |  | M_Duplex Receptacle:Standard:Standard:970053 |  |  | N/A | 2369 | N/A |  | N/A | N/A | N/A | N/A | N/A |  | 120 V/1-180 VA | N/A | Linked Revit Model : Clinic_A.rvt | UNSET |  |  | Level: Level 2 |  |  |  | 0.500000 | [7 empty] | 0.460000 |  |  |  |  | N/A | UNSET | N/A | N/A | TRUE | N/A | 0 | N/A | 0 | 0 | 0 | 0 | 0 | UNSET | N/A | N/A | FIXED | N/A | Ground Fault Receptacles | UNSET | N/A |  | N/A | N/A | N/A | 0 | L1 | 0 | N/A | N/A | N/A | 0 | [16 empty] | N/A |  |  |  | 23.80.50.11.17 | [7 empty] | Receptacle |  | N22C | 12 | [5 empty] | 1291.669250 | 0.000000 | 796 | 1937.503875 | TRUE
2410 | 2AC3 |  | 974338 | New Construction | N/A | [5 empty] | 103271 |  | 47100 |  | 44326 |  |  | Standard | 0 |  | 101875,101876,101877,101878,101879,101880,103571,103572,103573,103574,103575 | 1ZhgLpwJLD8OCzRSS4hf6W | 1 |  | M_Duplex Receptacle:Standard:Standard:974338 |  |  | N/A | 2410 | N/A |  | N/A | N/A | N/A | N/A | N/A |  | 120 V/1-180 VA | N/A | Linked Revit Model : Clinic_A.rvt | UNSET |  |  | Level: Level 2 |  |  |  | 0.500000 | [7 empty] | 0.460000 |  |  |  |  | N/A | UNSET | N/A | N/A | TRUE | N/A | 0 | N/A | 0 | 0 | 0 | 0 | 0 | UNSET | N/A | N/A | FIXED | N/A | Ground Fault Receptacles | UNSET | N/A |  | N/A | N/A | N/A | 0 | L1 | 0 | N/A | N/A | N/A | 0 | [16 empty] | N/A |  |  |  | 23.80.50.11.17 | [7 empty] | Receptacle |  | N22C | 12 | [5 empty] | 1291.669250 | 0.000000 | 837 | 1937.503875 | TRUE
340 | 2AC4 | 0 | 1211360 | New Construction | N/A | Aluminum-Philips Chloride | 0 | F | 0 | Paint-Philips Chloride-Black | 103160 | Rectangle+Spherical | 47259 | 16 | 53889 | REF TYPE MARK | 0 | X1 | 0 | 86583 | 102859,102860,102861,102862,102863,102864,102865,103485,103486,103487,103488,103489,103490,103491,103492,103493,103494 | 2pPLOtLqj3mvLOgS0jdwlv | 1 | No Photometry Available | Exit Sign - Ceiling_Mount_Single:X1:X1:1211360 |  | NO | N/A | 340 | N/A | 16777215 | N/A | N/A | N/A | N/A | N/A | 0.225524 | Luminaire 120 V/1-4 VA | N/A | Linked Revit Model : Clinic_A.rvt | UNSET | 0.336550 | Not Available | Level: Level 2 | UNSET | F | 0 | 2.680000 | Plastic-Philips Chloride-Red | 40.902860 | 0 | 0.609600 | 0.120650 | 0.336550 | 0.225524 | 1.219200 | 12/27 (Dual Voltage - 120/277) | Not Available | LED | 1291.669250 | N/A | UNSET | N/A | N/A | TRUE | N/A | 0 | N/A | 0 | 0 | 0 | 0 | 0 | UNSET | N/A | N/A | FIXED | N/A | Emergency Lighting | UNSET | N/A | D5020200 | N/A | N/A | N/A | 0 | L1 | 0 | N/A | N/A | N/A | 0 | UNSET | UNSET | 0 | 0 | 0 | 0 | 0 | Horizontal | Not Available | Not Available | Not Available | Not Available | Matte Black w/Brushed Aluminum Face | Not Applicable | Red | 1 | N/A | Lighting Equipment | http://www.chloridesys.com/chloride/Chloridefixture.cfm?ID=3748 | http://www.chloridesys.com/chloride/ | 23.80.70.11.21 | CE-11400 | 55 Line LED Die Cast Aluminum Exit - Traditional | X1 | 55LA-1-12/27-R | 55LA-1-12/27-R
341 | 2AC4 | 0 | 1211434 | New Construction | N/A | Aluminum-Philips Chloride | 0 | F | 0 | Paint-Philips Chloride-Black | 103160 | Rectangle+Spherical | 47260 | 16 | 53890 | REF TYPE MARK | 0 | X1 | 0 | 86582 | 102866,102867,102868,102869,102870,102871,102872,103485,103486,103487,103488,103489,103490,103491,103492,103493,103494 | 2pPLOtLqj3mvLOgS0jdwmp | 1 | No Photometry Available | Exit Sign - Ceiling_Mount_Single:X1:X1:1211434 |  | NO | N/A | 341 | N/A | 16777215 | N/A | N/A | N/A | N/A | N/A | 0.225524 | Luminaire 120 V/1-4 VA | N/A | Linked Revit Model : Clinic_A.rvt | UNSET | 0.336550 | Not Available | Level: Level 2 | UNSET | F | 0 | 2.680000 | Plastic-Philips Chloride-Red | 40.902860 | 0 | 0.609600 | 0.120650 | 0.336550 | 0.225524 | 1.219200 | 12/27 (Dual Voltage - 120/277) | Not Available | LED | 1291.669250 | N/A | UNSET | N/A | N/A | TRUE | N/A | 0 | N/A | 0 | 0 | 0 | 0 | 0 | UNSET | N/A | N/A | FIXED | N/A | Emergency Lighting | UNSET | N/A | D5020200 | N/A | N/A | N/A | 0 | L1 | 0 | N/A | N/A | N/A | 0 | UNSET | UNSET | 0 | 0 | 0 | 0 | 0 | Horizontal | Not Available | Not Available | Not Available | Not Available | Matte Black w/Brushed Aluminum Face | Not Applicable | Red | 1 | N/A | Lighting Equipment | http://www.chloridesys.com/chloride/Chloridefixture.cfm?ID=3748 | http://www.chloridesys.com/chloride/ | 23.80.70.11.21 | CE-11400 | 55 Line LED Die Cast Aluminum Exit - Traditional | X1 | 55LA-1-12/27-R | 55LA-1-12/27-R
729 | 2AC4 | 0 | 756391 | New Construction | N/A |  | 0 |  | 0 |  | 103160 | Point+HemiSpherical | 45596 |  | 53463 | REF TYPE MARK | 0 | B3 - 610x610mm | 0 | 86918 | 92351,92352,92353,92354,92355,92356,92357,103543,103544,103545,103546,103547,103548,103549,103550,103551 | 3nfyjyjOf1zQfCeH8h9jaf | 1 |  | M_Troffer Light - Parabolic Square:B3 - 610x610mm:B3 - 610x610mm:756391 |  | NO | N/A | 729 | N/A | 16777215 | N/A | N/A | N/A | N/A | N/A |  | 120 V/1-40 VA | N/A | Linked Revit Model : Clinic_A.rvt | UNSET |  |  | Level: Level 2 | UNSET | F | 0 | 2.680000 |  | 430.556417 | 0 | 0.050000 |  |  |  | 1.200000 |  |  | U-SHAPED, CRI=75 |  | N/A | UNSET | N/A | N/A | TRUE | N/A | 0 | N/A | 0 | 0 | 0 | 0 | 0 | UNSET | N/A | N/A | FIXED | N/A | Downlights | UNSET | N/A |  | N/A | N/A | N/A | 0 | L1 | 0 | N/A | N/A | N/A | 0 | UNSET | UNSET | 0 | 0 | 0 | 0 | 0 | [9 empty] | N/A |  |  |  | 23.80.70.11.14.11 |  |  | B3 |  |  |  | 1291.669250 | Lighting - Dwelling Unit | 1 | L42C | 3 |  |  | 3150.000000 | 32 | [8 empty] | Metal - Paint Finish - Dark Gray, Matte | Glass - White, High Luminance | Metal - Chrome
730 | 2AC4 | 0 | 756401 | New Construction | N/A |  | 0 |  | 0 |  | 103160 | Point+HemiSpherical | 45597 |  | 53464 | REF TYPE MARK | 0 | B3B - 610x610mm | 0 | 86917 | 92358,92359,92360,92361,92362,92363,92364,103533,103534,103535,103536,103537,103538,103539,103540,103541 | 3nfyjyjOf1zQfCeH8h9ja$ | 1 |  | M_Troffer Light - Parabolic Square:B3B - 610x610mm:B3B - 610x610mm:756401 |  | YES | N/A | 730 | N/A | 16777215 | N/A | N/A | N/A | N/A | N/A |  | 120 V/1-40 VA | N/A | Linked Revit Model : Clinic_A.rvt | UNSET |  |  | Level: Level 2 | UNSET | F | 0 | 2.680000 |  | 430.556417 | 0 | 0.050000 |  |  |  | 1.200000 |  |  | U-SHAPED, CRI=75 |  | N/A | UNSET | N/A | N/A | TRUE | N/A | 0 | N/A | 0 | 0 | 0 | 0 | 0 | UNSET | N/A | N/A | FIXED | N/A | Downlights | UNSET | N/A |  | N/A | N/A | N/A | 0 | L1 | 0 | N/A | N/A | N/A | 0 | UNSET | UNSET | 0 | 0 | 0 | 0 | 0 | [9 empty] | N/A |  |  |  | 23.80.70.11.14.11 |  |  | B3B |  |  |  | 1291.669250 | Lighting - Dwelling Unit | 1 | L42C | 3 |  |  | 3150.000000 | 32 | [8 empty] | Metal - Paint Finish - Dark Gray, Matte | Glass - White, High Luminance | Metal - Chrome
731 | 2AC4 | 0 | 756409 | New Construction | N/A |  | 0 |  | 0 |  | 103160 | Point+HemiSpherical | 45598 |  | 53465 | REF TYPE MARK | 0 | B3 - 610x610mm | 0 | 86916 | 92365,92366,92367,92368,92369,92370,92371,103543,103544,103545,103546,103547,103548,103549,103550,103551 | 3nfyjyjOf1zQfCeH8h9jat | 1 |  | M_Troffer Light - Parabolic Square:B3 - 610x610mm:B3 - 610x610mm:756409 |  | NO | N/A | 731 | N/A | 16777215 | N/A | N/A | N/A | N/A | N/A |  | 120 V/1-40 VA | N/A | Linked Revit Model : Clinic_A.rvt | UNSET |  |  | Level: Level 2 | UNSET | F | 0 | 2.680000 |  | 430.556417 | 0 | 0.050000 |  |  |  | 1.200000 |  |  | U-SHAPED, CRI=75 |  | N/A | UNSET | N/A | N/A | TRUE | N/A | 0 | N/A | 0 | 0 | 0 | 0 | 0 | UNSET | N/A | N/A | FIXED | N/A | Downlights | UNSET | N/A |  | N/A | N/A | N/A | 0 | L1 | 0 | N/A | N/A | N/A | 0 | UNSET | UNSET | 0 | 0 | 0 | 0 | 0 | [9 empty] | N/A |  |  |  | 23.80.70.11.14.11 |  |  | B3 |  |  |  | 1291.669250 | Lighting - Dwelling Unit | 1 | L42C | 3 |  |  | 3150.000000 | 32 | [8 empty] | Metal - Paint Finish - Dark Gray, Matte | Glass - White, High Luminance | Metal - Chrome
2375 | 2AC4 |  | 970625 | New Construction | N/A | [5 empty] | 103160 |  | 47065 |  | 44291 |  |  | Standard | 0 |  | 101665,101666,101667,101668,101669,101670,103571,103572,103573,103574,103575 | 1ZhgLpwJLD8OCzRSS4he0Z | 1 |  | M_Duplex Receptacle:Standard:Standard:970625 |  |  | N/A | 2375 | N/A |  | N/A | N/A | N/A | N/A | N/A |  | 120 V/1-180 VA | N/A | Linked Revit Model : Clinic_A.rvt | UNSET |  |  | Level: Level 2 |  |  |  | 0.500000 | [7 empty] | 0.460000 |  |  |  |  | N/A | UNSET | N/A | N/A | TRUE | N/A | 0 | N/A | 0 | 0 | 0 | 0 | 0 | UNSET | N/A | N/A | FIXED | N/A | Ground Fault Receptacles | UNSET | N/A |  | N/A | N/A | N/A | 0 | L1 | 0 | N/A | N/A | N/A | 0 | [16 empty] | N/A |  |  |  | 23.80.50.11.17 | [7 empty] | Receptacle |  | N22C | 12 | [5 empty] | 1291.669250 | 0.000000 | 802 | 1937.503875 | TRUE
844 | 2AC5 | 0 | 762463 | New Construction | N/A |  | 0 |  | 0 |  | 102997 | Point+HemiSpherical | 45711 |  | 53578 | REF TYPE MARK | 0 | B3 - 610x610mm | 0 | 86803 | 93156,93157,93158,93159,93160,93161,93162,103543,103544,103545,103546,103547,103548,103549,103550,103551 | 3nfyjyjOf1zQfCeH8h9l7H | 1 |  | M_Troffer Light - Parabolic Square:B3 - 610x610mm:B3 - 610x610mm:762463 |  | NO | N/A | 844 | N/A | 16777215 | N/A | N/A | N/A | N/A | N/A |  | 120 V/1-40 VA | N/A | Linked Revit Model : Clinic_A.rvt | UNSET |  |  | Level: Level 2 | UNSET | F | 0 | 2.680000 |  | 430.556417 | 0 | 0.050000 |  |  |  | 1.200000 |  |  | U-SHAPED, CRI=75 |  | N/A | UNSET | N/A | N/A | TRUE | N/A | 0 | N/A | 0 | 0 | 0 | 0 | 0 | UNSET | N/A | N/A | FIXED | N/A | Downlights | UNSET | N/A |  | N/A | N/A | N/A | 0 | L1 | 0 | N/A | N/A | N/A | 0 | UNSET | UNSET | 0 | 0 | 0 | 0 | 0 | [9 empty] | N/A |  |  |  | 23.80.70.11.14.11 |  |  | B3 |  |  |  | 1291.669250 | Lighting - Dwelling Unit | 1 | L42C | 3 |  |  | 3150.000000 | 32 | [8 empty] | Metal - Paint Finish - Dark Gray, Matte | Glass - White, High Luminance | Metal - Chrome
845 | 2AC5 | 0 | 762565 | New Construction | N/A |  | 0 |  | 0 |  | 102997 | Point+HemiSpherical | 45712 |  | 53579 | REF TYPE MARK | 0 | B3B - 610x610mm | 0 | 86802 | 93163,93164,93165,93166,93167,93168,93169,103533,103534,103535,103536,103537,103538,103539,103540,103541 | 3nfyjyjOf1zQfCeH8h9l5B | 1 |  | M_Troffer Light - Parabolic Square:B3B - 610x610mm:B3B - 610x610mm:762565 |  | YES | N/A | 845 | N/A | 16777215 | N/A | N/A | N/A | N/A | N/A |  | 120 V/1-40 VA | N/A | Linked Revit Model : Clinic_A.rvt | UNSET |  |  | Level: Level 2 | UNSET | F | 0 | 2.680000 |  | 430.556417 | 0 | 0.050000 |  |  |  | 1.200000 |  |  | U-SHAPED, CRI=75 |  | N/A | UNSET | N/A | N/A | TRUE | N/A | 0 | N/A | 0 | 0 | 0 | 0 | 0 | UNSET | N/A | N/A | FIXED | N/A | Downlights | UNSET | N/A |  | N/A | N/A | N/A | 0 | L1 | 0 | N/A | N/A | N/A | 0 | UNSET | UNSET | 0 | 0 | 0 | 0 | 0 | [9 empty] | N/A |  |  |  | 23.80.70.11.14.11 |  |  | B3B |  |  |  | 1291.669250 | Lighting - Dwelling Unit | 1 | L42C | 3 |  |  | 3150.000000 | 32 | [8 empty] | Metal - Paint Finish - Dark Gray, Matte | Glass - White, High Luminance | Metal - Chrome
2399 | 2AC5 |  | 973128 | New Construction | N/A | [5 empty] | 102997 |  | 47089 |  | 44315 |  |  | Standard | 0 |  | 101809,101810,101811,101812,101813,101814,103571,103572,103573,103574,103575 | 1ZhgLpwJLD8OCzRSS4hfRg | 1 |  | M_Duplex Receptacle:Standard:Standard:973128 |  |  | N/A | 2399 | N/A |  | N/A | N/A | N/A | N/A | N/A |  | 120 V/1-180 VA | N/A | Linked Revit Model : Clinic_A.rvt | UNSET |  |  | Level: Level 2 |  |  |  | 0.500000 | [7 empty] | 0.460000 |  |  |  |  | N/A | UNSET | N/A | N/A | TRUE | N/A | 0 | N/A | 0 | 0 | 0 | 0 | 0 | UNSET | N/A | N/A | FIXED | N/A | Ground Fault Receptacles | UNSET | N/A |  | N/A | N/A | N/A | 0 | L1 | 0 | N/A | N/A | N/A | 0 | [16 empty] | N/A |  |  |  | 23.80.50.11.17 | [7 empty] | Receptacle |  | N22C | 12 | [5 empty] | 1291.669250 | 0.000000 | 826 | 1937.503875 | TRUE
1147 | 2AS1 | 0 | 779791 | New Construction | N/A |  | 0 |  | 0 |  | 103270 | Point+HemiSpherical | 45889 |  | 53756 | REF TYPE MARK | 0 | SCB - 213 Diameter | 0 |  | 94410,94411,94412,94413,94414,94415,94416,103148,103149,103150,103151,103152,103153,103154,103155 | 0yuotxu8DEgv2qMIt$xL6w | 1 |  | M_Downlight - Recessed Can:SCB - 213 Diameter:SCB - 213 Diameter:779791 |  | YES | N/A | 1147 | N/A | 16777215 | N/A | N/A | N/A | N/A | N/A |  | 120 V/1-100 VA | N/A | Linked Revit Model : Clinic_A.rvt | UNSET |  |  | Level: Level 2 | UNSET | F | 0 | 2.680000 |  | 1076.391042 | 0 | 0.050000 |  |  |  | 1.200000 |  |  | T4, TRIPLE TUBE, CRI=82 |  | N/A | UNSET | N/A | N/A | TRUE | N/A | 0 | N/A | 0 | 0 | 0 | 0 | 0 | UNSET | N/A | N/A | FIXED | N/A | Downlights | UNSET | N/A | D5020220 | N/A | N/A | N/A | 0 | L1 | 0 | N/A | N/A | N/A | 0 | UNSET | UNSET | 0 | 0 | 0 | 0 | 0 | [9 empty] | N/A | Lighting - Incandescent |  |  | 23.80.70.11.14.11 |  |  | SCB |  |  | 0.100000 | 1291.669250 | Lighting - Dwelling Unit | 1 | L42C | 7 | 0.200000 | 0.200000 | 2400.000000 | 32 | 0.087300
1148 | 2AS1 | 0 | 779853 | New Construction | N/A |  | 0 |  | 0 |  | 103270 | Point+HemiSpherical | 45890 |  | 53757 | REF TYPE MARK | 0 | SC - 213mm Diameter | 0 |  | 94417,94418,94419,94420,94421,94422,94423,103456,103457,103458,103459,103460,103461,103462,103463 | 0yuotxu8DEgv2qMIt$xL7u | 1 |  | M_Downlight - Recessed Can:SC - 213mm Diameter:SC - 213mm Diameter:779853 |  | NO | N/A | 1148 | N/A | 16777215 | N/A | N/A | N/A | N/A | N/A |  | 120 V/1-100 VA | N/A | Linked Revit Model : Clinic_A.rvt | UNSET |  |  | Level: Level 2 | UNSET | F | 0 | 2.680000 |  | 1076.391042 | 0 | 0.050000 |  |  |  | 1.200000 |  |  | T4, TRIPLE TUBE, CRI=82 |  | N/A | UNSET | N/A | N/A | TRUE | N/A | 0 | N/A | 0 | 0 | 0 | 0 | 0 | UNSET | N/A | N/A | FIXED | N/A | Downlights | UNSET | N/A | D5020220 | N/A | N/A | N/A | 0 | L1 | 0 | N/A | N/A | N/A | 0 | UNSET | UNSET | 0 | 0 | 0 | 0 | 0 | [9 empty] | N/A | Lighting - Incandescent |  |  | 23.80.70.11.14.11 |  |  | SC |  |  | 0.100000 | 1291.669250 | Lighting - Dwelling Unit | 1 | L42C | 7 | 0.200000 | 0.200000 | 2400.000000 | 32 | 0.087300
1149 | 2AS1 | 0 | 779897 | New Construction | N/A |  | 0 |  | 0 |  | 103270 | Point+HemiSpherical | 45891 |  | 53758 | REF TYPE MARK | 0 | SC - 213mm Diameter | 0 |  | 94425,94426,94427,94428,94429,94430,94431,103456,103457,103458,103459,103460,103461,103462,103463 | 0yuotxu8DEgv2qMIt$xL7C | 1 |  | M_Downlight - Recessed Can:SC - 213mm Diameter:SC - 213mm Diameter:779897 |  | NO | N/A | 1149 | N/A | 16777215 | N/A | N/A | N/A | N/A | N/A |  | 120 V/1-100 VA | N/A | Linked Revit Model : Clinic_A.rvt | UNSET |  |  | Level: Level 2 | UNSET | F | 0 | 2.680000 |  | 1076.391042 | 0 | 0.050000 |  |  |  | 1.200000 |  |  | T4, TRIPLE TUBE, CRI=82 |  | N/A | UNSET | N/A | N/A | TRUE | N/A | 0 | N/A | 0 | 0 | 0 | 0 | 0 | UNSET | N/A | N/A | FIXED | N/A | Downlights | UNSET | N/A | D5020220 | N/A | N/A | N/A | 0 | L1 | 0 | N/A | N/A | N/A | 0 | UNSET | UNSET | 0 | 0 | 0 | 0 | 0 | [9 empty] | N/A | Lighting - Incandescent |  |  | 23.80.70.11.14.11 |  |  | SC |  |  | 0.100000 | 1291.669250 | Lighting - Dwelling Unit | 1 | L42C | 7 | 0.200000 | 0.200000 | 2400.000000 | 32 | 0.087300
1150 | 2AS1 | 0 | 779939 | New Construction | N/A |  | 0 |  | 0 |  | 103270 | Point+HemiSpherical | 45892 |  | 53759 | REF TYPE MARK | 0 | SCB - 213 Diameter | 0 |  | 94433,94434,94435,94436,94437,94438,94439,103148,103149,103150,103151,103152,103153,103154,103155 | 0yuotxu8DEgv2qMIt$xL4M | 1 |  | M_Downlight - Recessed Can:SCB - 213 Diameter:SCB - 213 Diameter:779939 |  | YES | N/A | 1150 | N/A | 16777215 | N/A | N/A | N/A | N/A | N/A |  | 120 V/1-100 VA | N/A | Linked Revit Model : Clinic_A.rvt | UNSET |  |  | Level: Level 2 | UNSET | F | 0 | 2.680000 |  | 1076.391042 | 0 | 0.050000 |  |  |  | 1.200000 |  |  | T4, TRIPLE TUBE, CRI=82 |  | N/A | UNSET | N/A | N/A | TRUE | N/A | 0 | N/A | 0 | 0 | 0 | 0 | 0 | UNSET | N/A | N/A | FIXED | N/A | Downlights | UNSET | N/A | D5020220 | N/A | N/A | N/A | 0 | L1 | 0 | N/A | N/A | N/A | 0 | UNSET | UNSET | 0 | 0 | 0 | 0 | 0 | [9 empty] | N/A | Lighting - Incandescent |  |  | 23.80.70.11.14.11 |  |  | SCB |  |  | 0.100000 | 1291.669250 | Lighting - Dwelling Unit | 1 | L42C | 7 | 0.200000 | 0.200000 | 2400.000000 | 32 | 0.087300
1151 | 2AS1 | 0 | 779979 | New Construction | N/A |  | 0 |  | 0 |  | 103270 | Point+HemiSpherical | 45893 |  | 53760 | REF TYPE MARK | 0 | SC - 213mm Diameter | 0 |  | 94441,94442,94443,94444,94445,94446,94447,103456,103457,103458,103459,103460,103461,103462,103463 | 0yuotxu8DEgv2qMIt$xL5_ | 1 |  | M_Downlight - Recessed Can:SC - 213mm Diameter:SC - 213mm Diameter:779979 |  | NO | N/A | 1151 | N/A | 16777215 | N/A | N/A | N/A | N/A | N/A |  | 120 V/1-100 VA | N/A | Linked Revit Model : Clinic_A.rvt | UNSET |  |  | Level: Level 2 | UNSET | F | 0 | 2.680000 |  | 1076.391042 | 0 | 0.050000 |  |  |  | 1.200000 |  |  | T4, TRIPLE TUBE, CRI=82 |  | N/A | UNSET | N/A | N/A | TRUE | N/A | 0 | N/A | 0 | 0 | 0 | 0 | 0 | UNSET | N/A | N/A | FIXED | N/A | Downlights | UNSET | N/A | D5020220 | N/A | N/A | N/A | 0 | L1 | 0 | N/A | N/A | N/A | 0 | UNSET | UNSET | 0 | 0 | 0 | 0 | 0 | [9 empty] | N/A | Lighting - Incandescent |  |  | 23.80.70.11.14.11 |  |  | SC |  |  | 0.100000 | 1291.669250 | Lighting - Dwelling Unit | 1 | L42C | 7 | 0.200000 | 0.200000 | 2400.000000 | 32 | 0.087300
1152 | 2AS1 | 0 | 780013 | New Construction | N/A |  | 0 |  | 0 |  | 103270 | Point+HemiSpherical | 45894 |  | 53761 | REF TYPE MARK | 0 | SCB - 213 Diameter | 0 |  | 94449,94450,94451,94452,94453,94454,94455,103148,103149,103150,103151,103152,103153,103154,103155 | 0yuotxu8DEgv2qMIt$xL5O | 1 |  | M_Downlight - Recessed Can:SCB - 213 Diameter:SCB - 213 Diameter:780013 |  | YES | N/A | 1152 | N/A | 16777215 | N/A | N/A | N/A | N/A | N/A |  | 120 V/1-100 VA | N/A | Linked Revit Model : Clinic_A.rvt | UNSET |  |  | Level: Level 2 | UNSET | F | 0 | 2.680000 |  | 1076.391042 | 0 | 0.050000 |  |  |  | 1.200000 |  |  | T4, TRIPLE TUBE, CRI=82 |  | N/A | UNSET | N/A | N/A | TRUE | N/A | 0 | N/A | 0 | 0 | 0 | 0 | 0 | UNSET | N/A | N/A | FIXED | N/A | Downlights | UNSET | N/A | D5020220 | N/A | N/A | N/A | 0 | L1 | 0 | N/A | N/A | N/A | 0 | UNSET | UNSET | 0 | 0 | 0 | 0 | 0 | [9 empty] | N/A | Lighting - Incandescent |  |  | 23.80.70.11.14.11 |  |  | SCB |  |  | 0.100000 | 1291.669250 | Lighting - Dwelling Unit | 1 | L42C | 7 | 0.200000 | 0.200000 | 2400.000000 | 32 | 0.087300
1153 | 2AS1 | 0 | 780057 | New Construction | N/A |  | 0 |  | 0 |  | 103270 | Point+HemiSpherical | 45895 |  | 53762 | REF TYPE MARK | 0 | SC - 213mm Diameter | 0 |  | 94456,94457,94458,94459,94460,94461,94462,103456,103457,103458,103459,103460,103461,103462,103463 | 0yuotxu8DEgv2qMIt$xL2i | 1 |  | M_Downlight - Recessed Can:SC - 213mm Diameter:SC - 213mm Diameter:780057 |  | NO | N/A | 1153 | N/A | 16777215 | N/A | N/A | N/A | N/A | N/A |  | 120 V/1-100 VA | N/A | Linked Revit Model : Clinic_A.rvt | UNSET |  |  | Level: Level 2 | UNSET | F | 0 | 2.680000 |  | 1076.391042 | 0 | 0.050000 |  |  |  | 1.200000 |  |  | T4, TRIPLE TUBE, CRI=82 |  | N/A | UNSET | N/A | N/A | TRUE | N/A | 0 | N/A | 0 | 0 | 0 | 0 | 0 | UNSET | N/A | N/A | FIXED | N/A | Downlights | UNSET | N/A | D5020220 | N/A | N/A | N/A | 0 | L1 | 0 | N/A | N/A | N/A | 0 | UNSET | UNSET | 0 | 0 | 0 | 0 | 0 | [9 empty] | N/A | Lighting - Incandescent |  |  | 23.80.70.11.14.11 |  |  | SC |  |  | 0.100000 | 1291.669250 | Lighting - Dwelling Unit | 1 | L42C | 7 | 0.200000 | 0.200000 | 2400.000000 | 32 | 0.087300
1154 | 2AS1 | 0 | 780097 | New Construction | N/A |  | 0 |  | 0 |  | 103270 | Point+HemiSpherical | 45896 |  | 53763 | REF TYPE MARK | 0 | SC - 213mm Diameter | 0 |  | 94463,94464,94465,94466,94467,94468,94469,103456,103457,103458,103459,103460,103461,103462,103463 | 0yuotxu8DEgv2qMIt$xL3q | 1 |  | M_Downlight - Recessed Can:SC - 213mm Diameter:SC - 213mm Diameter:780097 |  | NO | N/A | 1154 | N/A | 16777215 | N/A | N/A | N/A | N/A | N/A |  | 120 V/1-100 VA | N/A | Linked Revit Model : Clinic_A.rvt | UNSET |  |  | Level: Level 2 | UNSET | F | 0 | 2.680000 |  | 1076.391042 | 0 | 0.050000 |  |  |  | 1.200000 |  |  | T4, TRIPLE TUBE, CRI=82 |  | N/A | UNSET | N/A | N/A | TRUE | N/A | 0 | N/A | 0 | 0 | 0 | 0 | 0 | UNSET | N/A | N/A | FIXED | N/A | Downlights | UNSET | N/A | D5020220 | N/A | N/A | N/A | 0 | L1 | 0 | N/A | N/A | N/A | 0 | UNSET | UNSET | 0 | 0 | 0 | 0 | 0 | [9 empty] | N/A | Lighting - Incandescent |  |  | 23.80.70.11.14.11 |  |  | SC |  |  | 0.100000 | 1291.669250 | Lighting - Dwelling Unit | 1 | L42C | 7 | 0.200000 | 0.200000 | 2400.000000 | 32 | 0.087300
723 | 2A01 | 0 | 756022 | New Construction | N/A |  | 0 |  | 0 |  | 103454 | Point+HemiSpherical | 45590 |  | 53457 | REF TYPE MARK | 0 | B3 - 610x610mm | 0 | 86924 | 92309,92310,92311,92312,92313,92314,92315,103543,103544,103545,103546,103547,103548,103549,103550,103551 | 3nfyjyjOf1zQfCeH8h9jgu | 1 |  | M_Troffer Light - Parabolic Square:B3 - 610x610mm:B3 - 610x610mm:756022 |  | NO | N/A | 723 | N/A | 16777215 | N/A | N/A | N/A | N/A | N/A |  | 120 V/1-40 VA | N/A | Linked Revit Model : Clinic_A.rvt | UNSET |  |  | Level: Level 2 | UNSET | F | 0 | 2.680000 |  | 430.556417 | 0 | 0.050000 |  |  |  | 1.200000 |  |  | U-SHAPED, CRI=75 |  | N/A | UNSET | N/A | N/A | TRUE | N/A | 0 | N/A | 0 | 0 | 0 | 0 | 0 | UNSET | N/A | N/A | FIXED | N/A | Downlights | UNSET | N/A |  | N/A | N/A | N/A | 0 | L1 | 0 | N/A | N/A | N/A | 0 | UNSET | UNSET | 0 | 0 | 0 | 0 | 0 | [9 empty] | N/A |  |  |  | 23.80.70.11.14.11 |  |  | B3 |  |  |  | 1291.669250 | Lighting - Dwelling Unit | 1 | L42C | 6 |  |  | 3150.000000 | 32 | [8 empty] | Metal - Paint Finish - Dark Gray, Matte | Glass - White, High Luminance | Metal - Chrome
724 | 2A01 | 0 | 756270 | New Construction | N/A |  | 0 |  | 0 |  | 103454 | Point+HemiSpherical | 45591 |  | 53458 | REF TYPE MARK | 0 | B3 - 610x610mm | 0 | 86923 | 92316,92317,92318,92319,92320,92321,92322,103543,103544,103545,103546,103547,103548,103549,103550,103551 | 3nfyjyjOf1zQfCeH8h9jcW | 1 |  | M_Troffer Light - Parabolic Square:B3 - 610x610mm:B3 - 610x610mm:756270 |  | NO | N/A | 724 | N/A | 16777215 | N/A | N/A | N/A | N/A | N/A |  | 120 V/1-40 VA | N/A | Linked Revit Model : Clinic_A.rvt | UNSET |  |  | Level: Level 2 | UNSET | F | 0 | 2.680000 |  | 430.556417 | 0 | 0.050000 |  |  |  | 1.200000 |  |  | U-SHAPED, CRI=75 |  | N/A | UNSET | N/A | N/A | TRUE | N/A | 0 | N/A | 0 | 0 | 0 | 0 | 0 | UNSET | N/A | N/A | FIXED | N/A | Downlights | UNSET | N/A |  | N/A | N/A | N/A | 0 | L1 | 0 | N/A | N/A | N/A | 0 | UNSET | UNSET | 0 | 0 | 0 | 0 | 0 | [9 empty] | N/A |  |  |  | 23.80.70.11.14.11 |  |  | B3 |  |  |  | 1291.669250 | Lighting - Dwelling Unit | 1 | L42C | 6 |  |  | 3150.000000 | 32 | [8 empty] | Metal - Paint Finish - Dark Gray, Matte | Glass - White, High Luminance | Metal - Chrome
725 | 2A01 | 0 | 756279 | New Construction | N/A |  | 0 |  | 0 |  | 103454 | Point+HemiSpherical | 45592 |  | 53459 | REF TYPE MARK | 0 | B3 - 610x610mm | 0 | 86922 | 92323,92324,92325,92326,92327,92328,92329,103543,103544,103545,103546,103547,103548,103549,103550,103551 | 3nfyjyjOf1zQfCeH8h9jcv | 1 |  | M_Troffer Light - Parabolic Square:B3 - 610x610mm:B3 - 610x610mm:756279 |  | NO | N/A | 725 | N/A | 16777215 | N/A | N/A | N/A | N/A | N/A |  | 120 V/1-40 VA | N/A | Linked Revit Model : Clinic_A.rvt | UNSET |  |  | Level: Level 2 | UNSET | F | 0 | 2.680000 |  | 430.556417 | 0 | 0.050000 |  |  |  | 1.200000 |  |  | U-SHAPED, CRI=75 |  | N/A | UNSET | N/A | N/A | TRUE | N/A | 0 | N/A | 0 | 0 | 0 | 0 | 0 | UNSET | N/A | N/A | FIXED | N/A | Downlights | UNSET | N/A |  | N/A | N/A | N/A | 0 | L1 | 0 | N/A | N/A | N/A | 0 | UNSET | UNSET | 0 | 0 | 0 | 0 | 0 | [9 empty] | N/A |  |  |  | 23.80.70.11.14.11 |  |  | B3 |  |  |  | 1291.669250 | Lighting - Dwelling Unit | 1 | L42C | 6 |  |  | 3150.000000 | 32 | [8 empty] | Metal - Paint Finish - Dark Gray, Matte | Glass - White, High Luminance | Metal - Chrome
726 | 2A01 | 0 | 756287 | New Construction | N/A |  | 0 |  | 0 |  | 103454 | Point+HemiSpherical | 45593 |  | 53460 | REF TYPE MARK | 0 | B3 - 610x610mm | 0 | 86921 | 92330,92331,92332,92333,92334,92335,92336,103543,103544,103545,103546,103547,103548,103549,103550,103551 | 3nfyjyjOf1zQfCeH8h9jcn | 1 |  | M_Troffer Light - Parabolic Square:B3 - 610x610mm:B3 - 610x610mm:756287 |  | NO | N/A | 726 | N/A | 16777215 | N/A | N/A | N/A | N/A | N/A |  | 120 V/1-40 VA | N/A | Linked Revit Model : Clinic_A.rvt | UNSET |  |  | Level: Level 2 | UNSET | F | 0 | 2.680000 |  | 430.556417 | 0 | 0.050000 |  |  |  | 1.200000 |  |  | U-SHAPED, CRI=75 |  | N/A | UNSET | N/A | N/A | TRUE | N/A | 0 | N/A | 0 | 0 | 0 | 0 | 0 | UNSET | N/A | N/A | FIXED | N/A | Downlights | UNSET | N/A |  | N/A | N/A | N/A | 0 | L1 | 0 | N/A | N/A | N/A | 0 | UNSET | UNSET | 0 | 0 | 0 | 0 | 0 | [9 empty] | N/A |  |  |  | 23.80.70.11.14.11 |  |  | B3 |  |  |  | 1291.669250 | Lighting - Dwelling Unit | 1 | L42C | 6 |  |  | 3150.000000 | 32 | [8 empty] | Metal - Paint Finish - Dark Gray, Matte | Glass - White, High Luminance | Metal - Chrome
727 | 2A01 | 0 | 756354 | New Construction | N/A |  | 0 |  | 0 |  | 103454 | Point+HemiSpherical | 45594 |  | 53461 | REF TYPE MARK | 0 | B3B - 610x610mm | 0 | 86920 | 92337,92338,92339,92340,92341,92342,92343,103533,103534,103535,103536,103537,103538,103539,103540,103541 | 3nfyjyjOf1zQfCeH8h9jaC | 1 |  | M_Troffer Light - Parabolic Square:B3B - 610x610mm:B3B - 610x610mm:756354 |  | YES | N/A | 727 | N/A | 16777215 | N/A | N/A | N/A | N/A | N/A |  | 120 V/1-40 VA | N/A | Linked Revit Model : Clinic_A.rvt | UNSET |  |  | Level: Level 2 | UNSET | F | 0 | 2.680000 |  | 430.556417 | 0 | 0.050000 |  |  |  | 1.200000 |  |  | U-SHAPED, CRI=75 |  | N/A | UNSET | N/A | N/A | TRUE | N/A | 0 | N/A | 0 | 0 | 0 | 0 | 0 | UNSET | N/A | N/A | FIXED | N/A | Downlights | UNSET | N/A |  | N/A | N/A | N/A | 0 | L1 | 0 | N/A | N/A | N/A | 0 | UNSET | UNSET | 0 | 0 | 0 | 0 | 0 | [9 empty] | N/A |  |  |  | 23.80.70.11.14.11 |  |  | B3B |  |  |  | 1291.669250 | Lighting - Dwelling Unit | 1 | L42C | 6 |  |  | 3150.000000 | 32 | [8 empty] | Metal - Paint Finish - Dark Gray, Matte | Glass - White, High Luminance | Metal - Chrome
728 | 2A01 | 0 | 756355 | New Construction | N/A |  | 0 |  | 0 |  | 103454 | Point+HemiSpherical | 45595 |  | 53462 | REF TYPE MARK | 0 | B3 - 610x610mm | 0 | 86919 | 92344,92345,92346,92347,92348,92349,92350,103543,103544,103545,103546,103547,103548,103549,103550,103551 | 3nfyjyjOf1zQfCeH8h9jaD | 1 |  | M_Troffer Light - Parabolic Square:B3 - 610x610mm:B3 - 610x610mm:756355 |  | NO | N/A | 728 | N/A | 16777215 | N/A | N/A | N/A | N/A | N/A |  | 120 V/1-40 VA | N/A | Linked Revit Model : Clinic_A.rvt | UNSET |  |  | Level: Level 2 | UNSET | F | 0 | 2.680000 |  | 430.556417 | 0 | 0.050000 |  |  |  | 1.200000 |  |  | U-SHAPED, CRI=75 |  | N/A | UNSET | N/A | N/A | TRUE | N/A | 0 | N/A | 0 | 0 | 0 | 0 | 0 | UNSET | N/A | N/A | FIXED | N/A | Downlights | UNSET | N/A |  | N/A | N/A | N/A | 0 | L1 | 0 | N/A | N/A | N/A | 0 | UNSET | UNSET | 0 | 0 | 0 | 0 | 0 | [9 empty] | N/A |  |  |  | 23.80.70.11.14.11 |  |  | B3 |  |  |  | 1291.669250 | Lighting - Dwelling Unit | 1 | L42C | 6 |  |  | 3150.000000 | 32 | [8 empty] | Metal - Paint Finish - Dark Gray, Matte | Glass - White, High Luminance | Metal - Chrome
1131 | 2A01 | 0 | 778151 | New Construction | N/A |  | 0 |  | 0 |  | 103454 | Point+HemiSpherical | 45870 |  | 53737 | REF TYPE MARK | 0 | S - 203mm Diameter | 0 |  | 94272,94273,94274,94275,94276,94277,94278,103306,103307,103308,103309,103310,103311,103312,103320 | 0yuotxu8DEgv2qMIt$xMWI | 1 |  | M_Downlight - Recessed Can:S - 203mm Diameter:S - 203mm Diameter:778151 |  | NO | N/A | 1131 | N/A | 16777215 | N/A | N/A | N/A | N/A | N/A |  | 120 V/1-100 VA | N/A | Linked Revit Model : Clinic_A.rvt | UNSET |  |  | Level: Level 2 | UNSET | F | 0 | 2.680000 |  | 1076.391042 | 0 | 0.050000 |  |  |  | 1.200000 |  |  | PAR 38 |  | N/A | UNSET | N/A | N/A | TRUE | N/A | 0 | N/A | 0 | 0 | 0 | 0 | 0 | UNSET | N/A | N/A | FIXED | N/A | Downlights | UNSET | N/A | D5020220 | N/A | N/A | N/A | 0 | L1 | 0 | N/A | N/A | N/A | 0 | UNSET | UNSET | 0 | 0 | 0 | 0 | 0 | [9 empty] | N/A | Lighting - Incandescent |  |  | 23.80.70.11.14.11 |  |  | S |  |  | 0.100000 | 1291.669250 | Lighting - Dwelling Unit | 1 | L42C | 6 | 0.200000 | 0.200000 | 2900.000000 | 75 | 0.087300
1132 | 2A01 | 0 | 778229 | New Construction | N/A |  | 0 |  | 0 |  | 103454 | Point+HemiSpherical | 45871 |  | 53738 | REF TYPE MARK | 0 | S - 203mm Diameter | 0 |  | 94279,94280,94281,94282,94283,94284,94285,103306,103307,103308,103309,103310,103311,103312,103320 | 0yuotxu8DEgv2qMIt$xMX0 | 1 |  | M_Downlight - Recessed Can:S - 203mm Diameter:S - 203mm Diameter:778229 |  | NO | N/A | 1132 | N/A | 16777215 | N/A | N/A | N/A | N/A | N/A |  | 120 V/1-100 VA | N/A | Linked Revit Model : Clinic_A.rvt | UNSET |  |  | Level: Level 2 | UNSET | F | 0 | 2.680000 |  | 1076.391042 | 0 | 0.050000 |  |  |  | 1.200000 |  |  | PAR 38 |  | N/A | UNSET | N/A | N/A | TRUE | N/A | 0 | N/A | 0 | 0 | 0 | 0 | 0 | UNSET | N/A | N/A | FIXED | N/A | Downlights | UNSET | N/A | D5020220 | N/A | N/A | N/A | 0 | L1 | 0 | N/A | N/A | N/A | 0 | UNSET | UNSET | 0 | 0 | 0 | 0 | 0 | [9 empty] | N/A | Lighting - Incandescent |  |  | 23.80.70.11.14.11 |  |  | S |  |  | 0.100000 | 1291.669250 | Lighting - Dwelling Unit | 1 | L42C | 6 | 0.200000 | 0.200000 | 2900.000000 | 75 | 0.087300
1133 | 2A01 | 0 | 778312 | New Construction | N/A |  | 0 |  | 0 |  | 103454 | Point+HemiSpherical | 45872 |  | 53739 | REF TYPE MARK | 0 | S - 203mm Diameter | 0 |  | 94286,94287,94288,94289,94290,94291,94292,103306,103307,103308,103309,103310,103311,103312,103320 | 0yuotxu8DEgv2qMIt$xLVz | 1 |  | M_Downlight - Recessed Can:S - 203mm Diameter:S - 203mm Diameter:778312 |  | NO | N/A | 1133 | N/A | 16777215 | N/A | N/A | N/A | N/A | N/A |  | 120 V/1-100 VA | N/A | Linked Revit Model : Clinic_A.rvt | UNSET |  |  | Level: Level 2 | UNSET | F | 0 | 2.680000 |  | 1076.391042 | 0 | 0.050000 |  |  |  | 1.200000 |  |  | PAR 38 |  | N/A | UNSET | N/A | N/A | TRUE | N/A | 0 | N/A | 0 | 0 | 0 | 0 | 0 | UNSET | N/A | N/A | FIXED | N/A | Downlights | UNSET | N/A | D5020220 | N/A | N/A | N/A | 0 | L1 | 0 | N/A | N/A | N/A | 0 | UNSET | UNSET | 0 | 0 | 0 | 0 | 0 | [9 empty] | N/A | Lighting - Incandescent |  |  | 23.80.70.11.14.11 |  |  | S |  |  | 0.100000 | 1291.669250 | Lighting - Dwelling Unit | 1 | L42C | 6 | 0.200000 | 0.200000 | 2900.000000 | 75 | 0.087300
1134 | 2A01 | 0 | 778364 | New Construction | N/A |  | 0 |  | 0 |  | 103454 | Point+HemiSpherical | 45873 |  | 53740 | REF TYPE MARK | 0 | S - 203mm Diameter | 0 |  | 94293,94294,94295,94296,94297,94298,94299,103306,103307,103308,103309,103310,103311,103312,103320 | 0yuotxu8DEgv2qMIt$xLV9 | 1 |  | M_Downlight - Recessed Can:S - 203mm Diameter:S - 203mm Diameter:778364 |  | NO | N/A | 1134 | N/A | 16777215 | N/A | N/A | N/A | N/A | N/A |  | 120 V/1-100 VA | N/A | Linked Revit Model : Clinic_A.rvt | UNSET |  |  | Level: Level 2 | UNSET | F | 0 | 2.680000 |  | 1076.391042 | 0 | 0.050000 |  |  |  | 1.200000 |  |  | PAR 38 |  | N/A | UNSET | N/A | N/A | TRUE | N/A | 0 | N/A | 0 | 0 | 0 | 0 | 0 | UNSET | N/A | N/A | FIXED | N/A | Downlights | UNSET | N/A | D5020220 | N/A | N/A | N/A | 0 | L1 | 0 | N/A | N/A | N/A | 0 | UNSET | UNSET | 0 | 0 | 0 | 0 | 0 | [9 empty] | N/A | Lighting - Incandescent |  |  | 23.80.70.11.14.11 |  |  | S |  |  | 0.100000 | 1291.669250 | Lighting - Dwelling Unit | 1 | L42C | 6 | 0.200000 | 0.200000 | 2900.000000 | 75 | 0.087300
1135 | 2A01 | 0 | 778414 | New Construction | N/A |  | 0 |  | 0 |  | 103454 | Point+HemiSpherical | 45874 |  | 53741 | REF TYPE MARK | 0 | S - 203mm Diameter | 0 |  | 94300,94301,94302,94303,94304,94305,94306,103306,103307,103308,103309,103310,103311,103312,103320 | 0yuotxu8DEgv2qMIt$xLSR | 1 |  | M_Downlight - Recessed Can:S - 203mm Diameter:S - 203mm Diameter:778414 |  | NO | N/A | 1135 | N/A | 16777215 | N/A | N/A | N/A | N/A | N/A |  | 120 V/1-100 VA | N/A | Linked Revit Model : Clinic_A.rvt | UNSET |  |  | Level: Level 2 | UNSET | F | 0 | 2.680000 |  | 1076.391042 | 0 | 0.050000 |  |  |  | 1.200000 |  |  | PAR 38 |  | N/A | UNSET | N/A | N/A | TRUE | N/A | 0 | N/A | 0 | 0 | 0 | 0 | 0 | UNSET | N/A | N/A | FIXED | N/A | Downlights | UNSET | N/A | D5020220 | N/A | N/A | N/A | 0 | L1 | 0 | N/A | N/A | N/A | 0 | UNSET | UNSET | 0 | 0 | 0 | 0 | 0 | [9 empty] | N/A | Lighting - Incandescent |  |  | 23.80.70.11.14.11 |  |  | S |  |  | 0.100000 | 1291.669250 | Lighting - Dwelling Unit | 1 | L42C | 6 | 0.200000 | 0.200000 | 2900.000000 | 75 | 0.087300
1136 | 2A01 | 0 | 778608 | New Construction | N/A |  | 0 |  | 0 |  | 103454 | Point+HemiSpherical | 45875 |  | 53742 | REF TYPE MARK | 0 | S - 203mm Diameter | 0 |  | 94308,94309,94310,94311,94312,94313,94314,103306,103307,103308,103309,103310,103311,103312,103320 | 0yuotxu8DEgv2qMIt$xLR5 | 1 |  | M_Downlight - Recessed Can:S - 203mm Diameter:S - 203mm Diameter:778608 |  | NO | N/A | 1136 | N/A | 16777215 | N/A | N/A | N/A | N/A | N/A |  | 120 V/1-100 VA | N/A | Linked Revit Model : Clinic_A.rvt | UNSET |  |  | Level: Level 2 | UNSET | F | 0 | 2.680000 |  | 1076.391042 | 0 | 0.050000 |  |  |  | 1.200000 |  |  | PAR 38 |  | N/A | UNSET | N/A | N/A | TRUE | N/A | 0 | N/A | 0 | 0 | 0 | 0 | 0 | UNSET | N/A | N/A | FIXED | N/A | Downlights | UNSET | N/A | D5020220 | N/A | N/A | N/A | 0 | L1 | 0 | N/A | N/A | N/A | 0 | UNSET | UNSET | 0 | 0 | 0 | 0 | 0 | [9 empty] | N/A | Lighting - Incandescent |  |  | 23.80.70.11.14.11 |  |  | S |  |  | 0.100000 | 1291.669250 | Lighting - Dwelling Unit | 1 | L42C | 6 | 0.200000 | 0.200000 | 2900.000000 | 75 | 0.087300
1137 | 2A01 | 0 | 778668 | New Construction | N/A |  | 0 |  | 0 |  | 103454 | Point+HemiSpherical | 45876 |  | 53743 | REF TYPE MARK | 0 | S - 203mm Diameter | 0 |  | 94315,94316,94317,94318,94319,94320,94321,103306,103307,103308,103309,103310,103311,103312,103320 | 0yuotxu8DEgv2qMIt$xLOP | 1 |  | M_Downlight - Recessed Can:S - 203mm Diameter:S - 203mm Diameter:778668 |  | NO | N/A | 1137 | N/A | 16777215 | N/A | N/A | N/A | N/A | N/A |  | 120 V/1-100 VA | N/A | Linked Revit Model : Clinic_A.rvt | UNSET |  |  | Level: Level 2 | UNSET | F | 0 | 2.680000 |  | 1076.391042 | 0 | 0.050000 |  |  |  | 1.200000 |  |  | PAR 38 |  | N/A | UNSET | N/A | N/A | TRUE | N/A | 0 | N/A | 0 | 0 | 0 | 0 | 0 | UNSET | N/A | N/A | FIXED | N/A | Downlights | UNSET | N/A | D5020220 | N/A | N/A | N/A | 0 | L1 | 0 | N/A | N/A | N/A | 0 | UNSET | UNSET | 0 | 0 | 0 | 0 | 0 | [9 empty] | N/A | Lighting - Incandescent |  |  | 23.80.70.11.14.11 |  |  | S |  |  | 0.100000 | 1291.669250 | Lighting - Dwelling Unit | 1 | L42C | 6 | 0.200000 | 0.200000 | 2900.000000 | 75 | 0.087300
1138 | 2A01 | 0 | 778744 | New Construction | N/A |  | 0 |  | 0 |  | 103454 | Point+HemiSpherical | 45877 |  | 53744 | REF TYPE MARK | 0 | S - 203mm Diameter | 0 |  | 94322,94323,94324,94325,94326,94327,94328,103306,103307,103308,103309,103310,103311,103312,103320 | 0yuotxu8DEgv2qMIt$xLPD | 1 |  | M_Downlight - Recessed Can:S - 203mm Diameter:S - 203mm Diameter:778744 |  | NO | N/A | 1138 | N/A | 16777215 | N/A | N/A | N/A | N/A | N/A |  | 120 V/1-100 VA | N/A | Linked Revit Model : Clinic_A.rvt | UNSET |  |  | Level: Level 2 | UNSET | F | 0 | 2.680000 |  | 1076.391042 | 0 | 0.050000 |  |  |  | 1.200000 |  |  | PAR 38 |  | N/A | UNSET | N/A | N/A | TRUE | N/A | 0 | N/A | 0 | 0 | 0 | 0 | 0 | UNSET | N/A | N/A | FIXED | N/A | Downlights | UNSET | N/A | D5020220 | N/A | N/A | N/A | 0 | L1 | 0 | N/A | N/A | N/A | 0 | UNSET | UNSET | 0 | 0 | 0 | 0 | 0 | [9 empty] | N/A | Lighting - Incandescent |  |  | 23.80.70.11.14.11 |  |  | S |  |  | 0.100000 | 1291.669250 | Lighting - Dwelling Unit | 1 | L42C | 6 | 0.200000 | 0.200000 | 2900.000000 | 75 | 0.087300
1139 | 2A01 | 0 | 778810 | New Construction | N/A |  | 0 |  | 0 |  | 103454 | Point+HemiSpherical | 45878 |  | 53745 | REF TYPE MARK | 0 | S - 203mm Diameter | 0 |  | 94329,94330,94331,94332,94333,94334,94335,103306,103307,103308,103309,103310,103311,103312,103320 | 0yuotxu8DEgv2qMIt$xLMF | 1 |  | M_Downlight - Recessed Can:S - 203mm Diameter:S - 203mm Diameter:778810 |  | NO | N/A | 1139 | N/A | 16777215 | N/A | N/A | N/A | N/A | N/A |  | 120 V/1-100 VA | N/A | Linked Revit Model : Clinic_A.rvt | UNSET |  |  | Level: Level 2 | UNSET | F | 0 | 2.680000 |  | 1076.391042 | 0 | 0.050000 |  |  |  | 1.200000 |  |  | PAR 38 |  | N/A | UNSET | N/A | N/A | TRUE | N/A | 0 | N/A | 0 | 0 | 0 | 0 | 0 | UNSET | N/A | N/A | FIXED | N/A | Downlights | UNSET | N/A | D5020220 | N/A | N/A | N/A | 0 | L1 | 0 | N/A | N/A | N/A | 0 | UNSET | UNSET | 0 | 0 | 0 | 0 | 0 | [9 empty] | N/A | Lighting - Incandescent |  |  | 23.80.70.11.14.11 |  |  | S |  |  | 0.100000 | 1291.669250 | Lighting - Dwelling Unit | 1 | L42C | 6 | 0.200000 | 0.200000 | 2900.000000 | 75 | 0.087300
1457 | 2A01 |  | 833594 | New Construction | N/A | [5 empty] | 103454 |  | 46144 |  | 43387 |  |  | Single Pole | 0 |  | 96035,96036,96037,96038,96039,96040,103554,103555,103556,103557,103558,103559 | 3q4w0ijjzFuh9My1IanU5u | 1 |  | M_Lighting Switches:Single Pole:Single Pole:833594 |  |  | N/A | 1457 | N/A |  | N/A | N/A | N/A | N/A | N/A |  | 120 V/1-0 VA | N/A | Linked Revit Model : Clinic_A.rvt |  |  |  | Level: Level 2 |  |  |  | 1.200000 |  | 0.000000 | [5 empty] | 1.200000 |  |  |  |  | N/A | UNSET | N/A | N/A | TRUE | N/A | 0 | N/A | 0 | 0 | 0 | 0 | 0 | UNSET | N/A | N/A | FIXED | N/A | Switches | UNSET | N/A |  | N/A | N/A | N/A | 0 | L1 | 0 | N/A | N/A | N/A | 0 | [16 empty] | N/A |  |  |  | 23.80.50.11.14 | [7 empty] | Other |  | L42C | 6 | [5 empty] | 1291.669250 | 0.000000
1524 | 2A01 |  | 850233 | New Construction | N/A | [5 empty] | 103454 |  | 46214 |  | 43455 |  |  | Single Pole | 0 |  | 96463,96464,96465,96466,96467,96468,103554,103555,103556,103557,103558,103559 | 050aEzwQLErOVNO9YHeATg | 1 |  | M_Lighting Switches:Single Pole:Single Pole:850233 |  |  | N/A | 1524 | N/A |  | N/A | N/A | N/A | N/A | N/A |  | 120 V/1-0 VA | N/A | Linked Revit Model : Clinic_A.rvt |  |  |  | Level: Level 2 |  |  |  | 1.200000 |  | 0.000000 | [5 empty] | 1.200000 |  |  |  |  | N/A | UNSET | N/A | N/A | TRUE | N/A | 0 | N/A | 0 | 0 | 0 | 0 | 0 | UNSET | N/A | N/A | FIXED | N/A | Switches | UNSET | N/A |  | N/A | N/A | N/A | 0 | L1 | 0 | N/A | N/A | N/A | 0 | [16 empty] | N/A |  |  |  | 23.80.50.11.14 | [7 empty] | Other |  | L42C | 6 | [5 empty] | 1291.669250 | 0.000000
1525 | 2A01 |  | 850240 | New Construction | N/A | [5 empty] | 103454 |  | 46215 |  | 43456 |  |  | Single Pole | 0 |  | 96469,96470,96471,96472,96473,96474,103554,103555,103556,103557,103558,103559 | 050aEzwQLErOVNO9YHeASJ | 1 |  | M_Lighting Switches:Single Pole:Single Pole:850240 |  |  | N/A | 1525 | N/A |  | N/A | N/A | N/A | N/A | N/A |  | 120 V/1-0 VA | N/A | Linked Revit Model : Clinic_A.rvt |  |  |  | Level: Level 2 |  |  |  | 1.200000 |  | 0.000000 | [5 empty] | 1.200000 |  |  |  |  | N/A | UNSET | N/A | N/A | TRUE | N/A | 0 | N/A | 0 | 0 | 0 | 0 | 0 | UNSET | N/A | N/A | FIXED | N/A | Switches | UNSET | N/A |  | N/A | N/A | N/A | 0 | L1 | 0 | N/A | N/A | N/A | 0 | [16 empty] | N/A |  |  |  | 23.80.50.11.14 | [7 empty] | Other |  | L42C | 6 | [5 empty] | 1291.669250 | 0.000000
2385 | 2A01 |  | 971607 | New Construction | N/A | [5 empty] | 103454 |  | 47075 |  | 44301 |  |  | Standard | 0 |  | 101725,101726,101727,101728,101729,101730,103571,103572,103573,103574,103575 | 1ZhgLpwJLD8OCzRSS4hfpr | 1 |  | M_Duplex Receptacle:Standard:Standard:971607 |  |  | N/A | 2385 | N/A |  | N/A | N/A | N/A | N/A | N/A |  | 120 V/1-180 VA | N/A | Linked Revit Model : Clinic_A.rvt | UNSET |  |  | Level: Level 2 |  |  |  | 0.500000 | [7 empty] | 0.460000 |  |  |  |  | N/A | UNSET | N/A | N/A | TRUE | N/A | 0 | N/A | 0 | 0 | 0 | 0 | 0 | UNSET | N/A | N/A | FIXED | N/A | Ground Fault Receptacles | UNSET | N/A |  | N/A | N/A | N/A | 0 | L1 | 0 | N/A | N/A | N/A | 0 | [16 empty] | N/A |  |  |  | 23.80.50.11.17 | [7 empty] | Receptacle |  | N22C | 16 | [5 empty] | 1291.669250 | 0.000000 | 812 | 1937.503875 | TRUE
2386 | 2A01 |  | 971661 | New Construction | N/A | [5 empty] | 103454 |  | 47076 |  | 44302 |  |  | Standard | 0 |  | 101731,101732,101733,101734,101735,101736,103571,103572,103573,103574,103575 | 1ZhgLpwJLD8OCzRSS4hfml | 1 |  | M_Duplex Receptacle:Standard:Standard:971661 |  |  | N/A | 2386 | N/A |  | N/A | N/A | N/A | N/A | N/A |  | 120 V/1-180 VA | N/A | Linked Revit Model : Clinic_A.rvt | UNSET |  |  | Level: Level 2 |  |  |  | 0.500000 | [7 empty] | 0.460000 |  |  |  |  | N/A | UNSET | N/A | N/A | TRUE | N/A | 0 | N/A | 0 | 0 | 0 | 0 | 0 | UNSET | N/A | N/A | FIXED | N/A | Ground Fault Receptacles | UNSET | N/A |  | N/A | N/A | N/A | 0 | L1 | 0 | N/A | N/A | N/A | 0 | [16 empty] | N/A |  |  |  | 23.80.50.11.17 | [7 empty] | Receptacle |  | N22C | 16 | [5 empty] | 1291.669250 | 0.000000 | 813 | 1937.503875 | TRUE
2387 | 2A01 |  | 971725 | New Construction | N/A | [5 empty] | 103454 |  | 47077 |  | 44303 |  |  | Standard | 0 |  | 101737,101738,101739,101740,101741,101742,103571,103572,103573,103574,103575 | 1ZhgLpwJLD8OCzRSS4hfnl | 1 |  | M_Duplex Receptacle:Standard:Standard:971725 |  |  | N/A | 2387 | N/A |  | N/A | N/A | N/A | N/A | N/A |  | 120 V/1-180 VA | N/A | M_Lighting Switches : Single Pole | UNSET |  |  | Level: Level 2 |  |  |  | 0.500000 | [7 empty] | 0.460000 |  |  |  |  | N/A | UNSET | N/A | N/A | TRUE | N/A | 0 | N/A | 0 | 0 | 0 | 0 | 0 | UNSET | N/A | N/A | FIXED | N/A | Ground Fault Receptacles | UNSET | N/A |  | N/A | N/A | N/A | 0 | L1 | 0 | N/A | N/A | N/A | 0 | [16 empty] | N/A |  |  |  | 23.80.50.11.17 | [7 empty] | Receptacle |  | N22C | 16 | [5 empty] | 1291.669250 | 0.000000 | 814 | 1937.503875 | TRUE
2388 | 2A01 |  | 971891 | New Construction | N/A | [5 empty] | 103454 |  | 47078 |  | 44304 |  |  | Standard | 0 |  | 101743,101744,101745,101746,101747,101748,103571,103572,103573,103574,103575 | 1ZhgLpwJLD8OCzRSS4hflH | 1 |  | M_Duplex Receptacle:Standard:Standard:971891 |  |  | N/A | 2388 | N/A |  | N/A | N/A | N/A | N/A | N/A |  | 120 V/1-180 VA | N/A | Linked Revit Model : Clinic_A.rvt | UNSET |  |  | Level: Level 2 |  |  |  | 0.500000 | [7 empty] | 0.460000 |  |  |  |  | N/A | UNSET | N/A | N/A | TRUE | N/A | 0 | N/A | 0 | 0 | 0 | 0 | 0 | UNSET | N/A | N/A | FIXED | N/A | Ground Fault Receptacles | UNSET | N/A |  | N/A | N/A | N/A | 0 | L1 | 0 | N/A | N/A | N/A | 0 | [16 empty] | N/A |  |  |  | 23.80.50.11.17 | [7 empty] | Receptacle |  | N22C | 16 | [5 empty] | 1291.669250 | 0.000000 | 815 | 1937.503875 | TRUE
2389 | 2A01 |  | 972105 | New Construction | N/A | [5 empty] | 103454 |  | 47079 |  | 44305 |  |  | Standard | 0 |  | 101749,101750,101751,101752,101753,101754,103571,103572,103573,103574,103575 | 1ZhgLpwJLD8OCzRSS4hfhh | 1 |  | M_Duplex Receptacle:Standard:Standard:972105 |  |  | N/A | 2389 | N/A |  | N/A | N/A | N/A | N/A | N/A |  | 120 V/1-180 VA | N/A | Linked Revit Model : Clinic_A.rvt | UNSET |  |  | Level: Level 2 |  |  |  | 0.500000 | [7 empty] | 0.460000 |  |  |  |  | N/A | UNSET | N/A | N/A | TRUE | N/A | 0 | N/A | 0 | 0 | 0 | 0 | 0 | UNSET | N/A | N/A | FIXED | N/A | Ground Fault Receptacles | UNSET | N/A |  | N/A | N/A | N/A | 0 | L1 | 0 | N/A | N/A | N/A | 0 | [16 empty] | N/A |  |  |  | 23.80.50.11.17 | [7 empty] | Receptacle |  | N22C | 16 | [5 empty] | 1291.669250 | 0.000000 | 816 | 1937.503875 | TRUE
2390 | 2A01 |  | 972179 | New Construction | N/A | [5 empty] | 103454 |  | 47080 |  | 44306 |  |  | Standard | 0 |  | 101755,101756,101757,101758,101759,101760,103571,103572,103573,103574,103575 | 1ZhgLpwJLD8OCzRSS4hfen | 1 |  | M_Duplex Receptacle:Standard:Standard:972179 |  |  | N/A | 2390 | N/A |  | N/A | N/A | N/A | N/A | N/A |  | 120 V/1-180 VA | N/A | Linked Revit Model : Clinic_A.rvt | UNSET |  |  | Level: Level 2 |  |  |  | 0.500000 | [7 empty] | 0.460000 |  |  |  |  | N/A | UNSET | N/A | N/A | TRUE | N/A | 0 | N/A | 0 | 0 | 0 | 0 | 0 | UNSET | N/A | N/A | FIXED | N/A | Ground Fault Receptacles | UNSET | N/A |  | N/A | N/A | N/A | 0 | L1 | 0 | N/A | N/A | N/A | 0 | [16 empty] | N/A |  |  |  | 23.80.50.11.17 | [7 empty] | Receptacle |  | N22C | 16 | [5 empty] | 1291.669250 | 0.000000 | 817 | 1937.503875 | TRUE
826 | 2A02 | 0 | 760486 | New Construction | N/A |  | 0 |  | 0 |  | 103269 | Point+HemiSpherical | 45693 |  | 53560 | REF TYPE MARK | 0 | B1 - 0610x1219mm | 0 | 86821 | 93030,93031,93032,93033,93034,93035,93036,103561,103562,103563,103564,103565,103566,103567,103568,103569 | 3nfyjyjOf1zQfCeH8h9iae | 1 |  | M_Troffer Light - Parabolic Rectangular:B1 - 0610x1219mm:B1 - 0610x1219mm:760486 |  | NO | N/A | 826 | N/A | 16777215 | N/A | N/A | N/A | N/A | N/A |  | 120 V/1-80 VA | N/A | Linked Revit Model : Clinic_A.rvt | UNSET |  |  | Level: Level 2 | UNSET | F | 0 | 2.680000 |  | 861.112833 | 0 | 0.050000 |  |  |  | 1.200000 |  |  | T8, 1219mm, RAPID START, CRI=75 |  | N/A | UNSET | N/A | N/A | TRUE | N/A | 0 | N/A | 0 | 0 | 0 | 0 | 0 | UNSET | N/A | N/A | FIXED | N/A | Downlights | UNSET | N/A | D5020210 | N/A | N/A | N/A | 0 | L1 | 0 | N/A | N/A | N/A | 0 | UNSET | UNSET | 0 | 0 | 0 | 0 | 0 | [9 empty] | N/A | Lighting - Fluorescent |  |  | 23.80.70.11.14.11 |  |  | B1 |  |  |  | 1291.669250 | Lighting - Dwelling Unit | 1 | L42C | 6 |  |  | 2900.000000 | 32 | [8 empty] | Metal - Paint Finish - Dark Gray, Matte | Glass - White, High Luminance | Metal - Chrome
827 | 2A02 | 0 | 760579 | New Construction | N/A |  | 0 |  | 0 |  | 103269 | Point+HemiSpherical | 45694 |  | 53561 | REF TYPE MARK | 0 | B1 - 0610x1219mm | 0 | 86820 | 93037,93038,93039,93040,93041,93042,93043,103561,103562,103563,103564,103565,103566,103567,103568,103569 | 3nfyjyjOf1zQfCeH8h9iYD | 1 |  | M_Troffer Light - Parabolic Rectangular:B1 - 0610x1219mm:B1 - 0610x1219mm:760579 |  | NO | N/A | 827 | N/A | 16777215 | N/A | N/A | N/A | N/A | N/A |  | 120 V/1-80 VA | N/A | Linked Revit Model : Clinic_A.rvt | UNSET |  |  | Level: Level 2 | UNSET | F | 0 | 2.680000 |  | 861.112833 | 0 | 0.050000 |  |  |  | 1.200000 |  |  | T8, 1219mm, RAPID START, CRI=75 |  | N/A | UNSET | N/A | N/A | TRUE | N/A | 0 | N/A | 0 | 0 | 0 | 0 | 0 | UNSET | N/A | N/A | FIXED | N/A | Downlights | UNSET | N/A | D5020210 | N/A | N/A | N/A | 0 | L1 | 0 | N/A | N/A | N/A | 0 | UNSET | UNSET | 0 | 0 | 0 | 0 | 0 | [9 empty] | N/A | Lighting - Fluorescent |  |  | 23.80.70.11.14.11 |  |  | B1 |  |  |  | 1291.669250 | Lighting - Dwelling Unit | 1 | L42C | 6 |  |  | 2900.000000 | 32 | [8 empty] | Metal - Paint Finish - Dark Gray, Matte | Glass - White, High Luminance | Metal - Chrome
1455 | 2A02 |  | 832876 | New Construction | N/A | [5 empty] | 103269 |  | 46142 |  | 43385 |  |  | Single Pole | 0 |  | 96023,96024,96025,96026,96027,96028,103554,103555,103556,103557,103558,103559 | 3q4w0ijjzFuh9My1IanUmk | 1 |  | M_Lighting Switches:Single Pole:Single Pole:832876 |  |  | N/A | 1455 | N/A |  | N/A | N/A | N/A | N/A | N/A |  | 120 V/1-0 VA | N/A | Linked Revit Model : Clinic_A.rvt |  |  |  | Level: Level 2 |  |  |  | 1.200000 |  | 0.000000 | [5 empty] | 1.200000 |  |  |  |  | N/A | UNSET | N/A | N/A | TRUE | N/A | 0 | N/A | 0 | 0 | 0 | 0 | 0 | UNSET | N/A | N/A | FIXED | N/A | Switches | UNSET | N/A |  | N/A | N/A | N/A | 0 | L1 | 0 | N/A | N/A | N/A | 0 | [16 empty] | N/A |  |  |  | 23.80.50.11.14 | [7 empty] | Other |  | L42C | 6 | [5 empty] | 1291.669250 | 0.000000
2372 | 2A02 |  | 970368 | New Construction | N/A | [5 empty] | 103269 |  | 47062 |  | 44288 |  |  | Standard | 0 |  | 101647,101648,101649,101650,101651,101652,103571,103572,103573,103574,103575 | 1ZhgLpwJLD8OCzRSS4he4Y | 1 |  | M_Duplex Receptacle:Standard:Standard:970368 |  |  | N/A | 2372 | N/A |  | N/A | N/A | N/A | N/A | N/A |  | 120 V/1-180 VA | N/A | Linked Revit Model : Clinic_A.rvt | UNSET |  |  | Level: Level 2 |  |  |  | 0.500000 | [7 empty] | 0.460000 |  |  |  |  | N/A | UNSET | N/A | N/A | TRUE | N/A | 0 | N/A | 0 | 0 | 0 | 0 | 0 | UNSET | N/A | N/A | FIXED | N/A | Ground Fault Receptacles | UNSET | N/A |  | N/A | N/A | N/A | 0 | L1 | 0 | N/A | N/A | N/A | 0 | [16 empty] | N/A |  |  |  | 23.80.50.11.17 | [7 empty] | Receptacle |  | N22C | 13 | [5 empty] | 1291.669250 | 0.000000 | 799 | 1937.503875 | TRUE
2373 | 2A02 |  | 970411 | New Construction | N/A | [5 empty] | 103269 |  | 47063 |  | 44289 |  |  | Standard | 0 |  | 101653,101654,101655,101656,101657,101658,103571,103572,103573,103574,103575 | 1ZhgLpwJLD8OCzRSS4he49 | 1 |  | M_Duplex Receptacle:Standard:Standard:970411 |  |  | N/A | 2373 | N/A |  | N/A | N/A | N/A | N/A | N/A |  | 120 V/1-180 VA | N/A | Linked Revit Model : Clinic_A.rvt | UNSET |  |  | Level: Level 2 |  |  |  | 0.500000 | [7 empty] | 0.460000 |  |  |  |  | N/A | UNSET | N/A | N/A | TRUE | N/A | 0 | N/A | 0 | 0 | 0 | 0 | 0 | UNSET | N/A | N/A | FIXED | N/A | Ground Fault Receptacles | UNSET | N/A |  | N/A | N/A | N/A | 0 | L1 | 0 | N/A | N/A | N/A | 0 | [16 empty] | N/A |  |  |  | 23.80.50.11.17 | [7 empty] | Receptacle |  | N22C | 14 | [5 empty] | 1291.669250 | 0.000000 | 800 | 1937.503875 | TRUE
2374 | 2A02 |  | 970465 | New Construction | N/A | [5 empty] | 103269 |  | 47064 |  | 44290 |  |  | Standard | 0 |  | 101659,101660,101661,101662,101663,101664,103571,103572,103573,103574,103575 | 1ZhgLpwJLD8OCzRSS4he53 | 1 |  | M_Duplex Receptacle:Standard:Standard:970465 |  |  | N/A | 2374 | N/A |  | N/A | N/A | N/A | N/A | N/A |  | 120 V/1-180 VA | N/A | Linked Revit Model : Clinic_A.rvt | UNSET |  |  | Level: Level 2 |  |  |  | 0.500000 | [7 empty] | 0.460000 |  |  |  |  | N/A | UNSET | N/A | N/A | TRUE | N/A | 0 | N/A | 0 | 0 | 0 | 0 | 0 | UNSET | N/A | N/A | FIXED | N/A | Ground Fault Receptacles | UNSET | N/A |  | N/A | N/A | N/A | 0 | L1 | 0 | N/A | N/A | N/A | 0 | [16 empty] | N/A |  |  |  | 23.80.50.11.17 | [7 empty] | Receptacle |  | N22C | 14 | [5 empty] | 1291.669250 | 0.000000 | 801 | 1937.503875 | TRUE
2383 | 2A02 |  | 971326 | New Construction | N/A | [5 empty] | 103269 |  | 47073 |  | 44299 |  |  | Standard | 0 |  | 101713,101714,101715,101716,101717,101718,103571,103572,103573,103574,103575 | 1ZhgLpwJLD8OCzRSS4hfsS | 1 |  | M_Duplex Receptacle:Standard:Standard:971326 |  |  | N/A | 2383 | N/A |  | N/A | N/A | N/A | N/A | N/A |  | 120 V/1-180 VA | N/A | Linked Revit Model : Clinic_A.rvt | UNSET |  |  | Level: Level 2 |  |  |  | 0.500000 | [7 empty] | 0.460000 |  |  |  |  | N/A | UNSET | N/A | N/A | TRUE | N/A | 0 | N/A | 0 | 0 | 0 | 0 | 0 | UNSET | N/A | N/A | FIXED | N/A | Ground Fault Receptacles | UNSET | N/A |  | N/A | N/A | N/A | 0 | L1 | 0 | N/A | N/A | N/A | 0 | [16 empty] | N/A |  |  |  | 23.80.50.11.17 | [7 empty] | Receptacle |  | N22C | 14 | [5 empty] | 1291.669250 | 0.000000 | 810 | 1937.503875 | TRUE
2384 | 2A02 |  | 971564 | New Construction | N/A | [5 empty] | 103269 |  | 47074 |  | 44300 |  |  | Standard | 0 |  | 101719,101720,101721,101722,101723,101724,103571,103572,103573,103574,103575 | 1ZhgLpwJLD8OCzRSS4hfoE | 1 |  | M_Duplex Receptacle:Standard:Standard:971564 |  |  | N/A | 2384 | N/A |  | N/A | N/A | N/A | N/A | N/A |  | 120 V/1-180 VA | N/A | Linked Revit Model : Clinic_A.rvt | UNSET |  |  | Level: Level 2 |  |  |  | 0.500000 | [7 empty] | 0.460000 |  |  |  |  | N/A | UNSET | N/A | N/A | TRUE | N/A | 0 | N/A | 0 | 0 | 0 | 0 | 0 | UNSET | N/A | N/A | FIXED | N/A | Ground Fault Receptacles | UNSET | N/A |  | N/A | N/A | N/A | 0 | L1 | 0 | N/A | N/A | N/A | 0 | [16 empty] | N/A |  |  |  | 23.80.50.11.17 | [7 empty] | Receptacle |  | N22C | 14 | [5 empty] | 1291.669250 | 0.000000 | 811 | 1937.503875 | TRUE
824 | 2A03 | 0 | 760132 | New Construction | N/A |  | 0 |  | 0 |  | 103361 | Point+HemiSpherical | 45691 |  | 53558 | REF TYPE MARK | 0 | B1 - 0610x1219mm | 0 | 86823 | 93016,93017,93018,93019,93020,93021,93022,103561,103562,103563,103564,103565,103566,103567,103568,103569 | 3nfyjyjOf1zQfCeH8h9ihA | 1 |  | M_Troffer Light - Parabolic Rectangular:B1 - 0610x1219mm:B1 - 0610x1219mm:760132 |  | NO | N/A | 824 | N/A | 16777215 | N/A | N/A | N/A | N/A | N/A |  | 120 V/1-80 VA | N/A | Linked Revit Model : Clinic_A.rvt | UNSET |  |  | Level: Level 2 | UNSET | F | 0 | 2.680000 |  | 861.112833 | 0 | 0.050000 |  |  |  | 1.200000 |  |  | T8, 1219mm, RAPID START, CRI=75 |  | N/A | UNSET | N/A | N/A | TRUE | N/A | 0 | N/A | 0 | 0 | 0 | 0 | 0 | UNSET | N/A | N/A | FIXED | N/A | Downlights | UNSET | N/A | D5020210 | N/A | N/A | N/A | 0 | L1 | 0 | N/A | N/A | N/A | 0 | UNSET | UNSET | 0 | 0 | 0 | 0 | 0 | [9 empty] | N/A | Lighting - Fluorescent |  |  | 23.80.70.11.14.11 |  |  | B1 |  |  |  | 1291.669250 | Lighting - Dwelling Unit | 1 | L42C | 6 |  |  | 2900.000000 | 32 | [8 empty] | Metal - Paint Finish - Dark Gray, Matte | Glass - White, High Luminance | Metal - Chrome
825 | 2A03 | 0 | 760217 | New Construction | N/A |  | 0 |  | 0 |  | 103361 | Point+HemiSpherical | 45692 |  | 53559 | REF TYPE MARK | 0 | B1 - 0610x1219mm | 0 | 86822 | 93023,93024,93025,93026,93027,93028,93029,103561,103562,103563,103564,103565,103566,103567,103568,103569 | 3nfyjyjOf1zQfCeH8h9ieN | 1 |  | M_Troffer Light - Parabolic Rectangular:B1 - 0610x1219mm:B1 - 0610x1219mm:760217 |  | NO | N/A | 825 | N/A | 16777215 | N/A | N/A | N/A | N/A | N/A |  | 120 V/1-80 VA | N/A | Linked Revit Model : Clinic_A.rvt | UNSET |  |  | Level: Level 2 | UNSET | F | 0 | 2.680000 |  | 861.112833 | 0 | 0.050000 |  |  |  | 1.200000 |  |  | T8, 1219mm, RAPID START, CRI=75 |  | N/A | UNSET | N/A | N/A | TRUE | N/A | 0 | N/A | 0 | 0 | 0 | 0 | 0 | UNSET | N/A | N/A | FIXED | N/A | Downlights | UNSET | N/A | D5020210 | N/A | N/A | N/A | 0 | L1 | 0 | N/A | N/A | N/A | 0 | UNSET | UNSET | 0 | 0 | 0 | 0 | 0 | [9 empty] | N/A | Lighting - Fluorescent |  |  | 23.80.70.11.14.11 |  |  | B1 |  |  |  | 1291.669250 | Lighting - Dwelling Unit | 1 | L42C | 6 |  |  | 2900.000000 | 32 | [8 empty] | Metal - Paint Finish - Dark Gray, Matte | Glass - White, High Luminance | Metal - Chrome
1195 | 2A03 | 0 | 783478 | New Construction | N/A |  | 0 |  | 0 |  | 103361 | Point+HemiSpherical | 45946 |  | 53812 | REF TYPE MARK | 0 | SC - 213mm Diameter | 0 |  | 94822,94823,94824,94825,94826,94827,94828,103456,103457,103458,103459,103460,103461,103462,103463 | 0yuotxu8DEgv2qMIt$xKF3 | 1 |  | M_Downlight - Recessed Can:SC - 213mm Diameter:SC - 213mm Diameter:783478 |  | NO | N/A | 1195 | N/A | 16777215 | N/A | N/A | N/A | N/A | N/A |  | 120 V/1-100 VA | N/A | Linked Revit Model : Clinic_A.rvt | UNSET |  |  | Level: Level 2 | UNSET | F | 0 | 2.680000 |  | 1076.391042 | 0 | 0.050000 |  |  |  | 1.200000 |  |  | T4, TRIPLE TUBE, CRI=82 |  | N/A | UNSET | N/A | N/A | TRUE | N/A | 0 | N/A | 0 | 0 | 0 | 0 | 0 | UNSET | N/A | N/A | FIXED | N/A | Downlights | UNSET | N/A | D5020220 | N/A | N/A | N/A | 0 | L1 | 0 | N/A | N/A | N/A | 0 | UNSET | UNSET | 0 | 0 | 0 | 0 | 0 | [9 empty] | N/A | Lighting - Incandescent |  |  | 23.80.70.11.14.11 |  |  | SC |  |  | 0.100000 | 1291.669250 | Lighting - Dwelling Unit | 1 | L42C | 6 | 0.200000 | 0.200000 | 2400.000000 | 32 | 0.087300
1196 | 2A03 | 0 | 783538 | New Construction | N/A |  | 0 |  | 0 |  | 103361 | Point+HemiSpherical | 45947 |  | 53813 | REF TYPE MARK | 0 | SC - 213mm Diameter | 0 |  | 94829,94830,94831,94832,94833,94834,94835,103456,103457,103458,103459,103460,103461,103462,103463 | 0yuotxu8DEgv2qMIt$xKC7 | 1 |  | M_Downlight - Recessed Can:SC - 213mm Diameter:SC - 213mm Diameter:783538 |  | NO | N/A | 1196 | N/A | 16777215 | N/A | N/A | N/A | N/A | N/A |  | 120 V/1-100 VA | N/A | Linked Revit Model : Clinic_A.rvt | UNSET |  |  | Level: Level 2 | UNSET | F | 0 | 2.680000 |  | 1076.391042 | 0 | 0.050000 |  |  |  | 1.200000 |  |  | T4, TRIPLE TUBE, CRI=82 |  | N/A | UNSET | N/A | N/A | TRUE | N/A | 0 | N/A | 0 | 0 | 0 | 0 | 0 | UNSET | N/A | N/A | FIXED | N/A | Downlights | UNSET | N/A | D5020220 | N/A | N/A | N/A | 0 | L1 | 0 | N/A | N/A | N/A | 0 | UNSET | UNSET | 0 | 0 | 0 | 0 | 0 | [9 empty] | N/A | Lighting - Incandescent |  |  | 23.80.70.11.14.11 |  |  | SC |  |  | 0.100000 | 1291.669250 | Lighting - Dwelling Unit | 1 | L42C | 6 | 0.200000 | 0.200000 | 2400.000000 | 32 | 0.087300
1197 | 2A03 | 0 | 783580 | New Construction | N/A |  | 0 |  | 0 |  | 103361 | Point+HemiSpherical | 45948 |  | 53814 | REF TYPE MARK | 0 | SC - 213mm Diameter | 0 |  | 94836,94837,94838,94839,94840,94841,94842,103456,103457,103458,103459,103460,103461,103462,103463 | 0yuotxu8DEgv2qMIt$xKDf | 1 |  | M_Downlight - Recessed Can:SC - 213mm Diameter:SC - 213mm Diameter:783580 |  | NO | N/A | 1197 | N/A | 16777215 | N/A | N/A | N/A | N/A | N/A |  | 120 V/1-100 VA | N/A | Linked Revit Model : Clinic_A.rvt | UNSET |  |  | Level: Level 2 | UNSET | F | 0 | 2.680000 |  | 1076.391042 | 0 | 0.050000 |  |  |  | 1.200000 |  |  | T4, TRIPLE TUBE, CRI=82 |  | N/A | UNSET | N/A | N/A | TRUE | N/A | 0 | N/A | 0 | 0 | 0 | 0 | 0 | UNSET | N/A | N/A | FIXED | N/A | Downlights | UNSET | N/A | D5020220 | N/A | N/A | N/A | 0 | L1 | 0 | N/A | N/A | N/A | 0 | UNSET | UNSET | 0 | 0 | 0 | 0 | 0 | [9 empty] | N/A | Lighting - Incandescent |  |  | 23.80.70.11.14.11 |  |  | SC |  |  | 0.100000 | 1291.669250 | Lighting - Dwelling Unit | 1 | L42C | 6 | 0.200000 | 0.200000 | 2400.000000 | 32 | 0.087300
1452 | 2A03 |  | 831649 | New Construction | N/A | [5 empty] | 103361 |  | 46139 |  | 43382 |  |  | Single Pole | 0 |  | 96005,96006,96007,96008,96009,96010,103554,103555,103556,103557,103558,103559 | 3q4w0ijjzFuh9My1IanUdZ | 1 |  | M_Lighting Switches:Single Pole:Single Pole:831649 |  |  | N/A | 1452 | N/A |  | N/A | N/A | N/A | N/A | N/A |  | 120 V/1-0 VA | N/A | Linked Revit Model : Clinic_A.rvt |  |  |  | Level: Level 2 |  |  |  | 1.200000 |  | 0.000000 | [5 empty] | 1.200000 |  |  |  |  | N/A | UNSET | N/A | N/A | TRUE | N/A | 0 | N/A | 0 | 0 | 0 | 0 | 0 | UNSET | N/A | N/A | FIXED | N/A | Switches | UNSET | N/A |  | N/A | N/A | N/A | 0 | L1 | 0 | N/A | N/A | N/A | 0 | [16 empty] | N/A |  |  |  | 23.80.50.11.14 | [7 empty] | Other |  | L42C | 6 | [5 empty] | 1291.669250 | 0.000000
2366 | 2A03 |  | 969751 | New Construction | N/A | [5 empty] | 103361 |  | 47056 |  | 44282 |  |  | Standard | 0 |  | 101611,101612,101613,101614,101615,101616,103571,103572,103573,103574,103575 | 1ZhgLpwJLD8OCzRSS4heEr | 1 |  | M_Duplex Receptacle:Standard:Standard:969751 |  |  | N/A | 2366 | N/A |  | N/A | N/A | N/A | N/A | N/A |  | 120 V/1-180 VA | N/A | Linked Revit Model : Clinic_A.rvt | UNSET |  |  | Level: Level 2 |  |  |  | 0.500000 | [7 empty] | 0.460000 |  |  |  |  | N/A | UNSET | N/A | N/A | TRUE | N/A | 0 | N/A | 0 | 0 | 0 | 0 | 0 | UNSET | N/A | N/A | FIXED | N/A | Ground Fault Receptacles | UNSET | N/A |  | N/A | N/A | N/A | 0 | L1 | 0 | N/A | N/A | N/A | 0 | [16 empty] | N/A |  |  |  | 23.80.50.11.17 | [7 empty] | Receptacle |  | N22C | 15 | [5 empty] | 1291.669250 | 0.000000 | 793 | 1937.503875 | TRUE
2367 | 2A03 |  | 969815 | New Construction | N/A | [5 empty] | 103361 |  | 47057 |  | 44283 |  |  | Standard | 0 |  | 101617,101618,101619,101620,101621,101622,103571,103572,103573,103574,103575 | 1ZhgLpwJLD8OCzRSS4heFr | 1 |  | M_Duplex Receptacle:Standard:Standard:969815 |  |  | N/A | 2367 | N/A |  | N/A | N/A | N/A | N/A | N/A |  | 120 V/1-180 VA | N/A | Linked Revit Model : Clinic_A.rvt | UNSET |  |  | Level: Level 2 |  |  |  | 0.500000 | [7 empty] | 0.460000 |  |  |  |  | N/A | UNSET | N/A | N/A | TRUE | N/A | 0 | N/A | 0 | 0 | 0 | 0 | 0 | UNSET | N/A | N/A | FIXED | N/A | Ground Fault Receptacles | UNSET | N/A |  | N/A | N/A | N/A | 0 | L1 | 0 | N/A | N/A | N/A | 0 | [16 empty] | N/A |  |  |  | 23.80.50.11.17 | [7 empty] | Receptacle |  | N22C | 17 | [5 empty] | 1291.669250 | 0.000000 | 794 | 1937.503875 | TRUE
2368 | 2A03 |  | 969960 | New Construction | N/A | [5 empty] | 103361 |  | 47058 |  | 44284 |  |  | Standard | 0 |  | 101623,101624,101625,101626,101627,101628,103571,103572,103573,103574,103575 | 1ZhgLpwJLD8OCzRSS4heDA | 1 |  | M_Duplex Receptacle:Standard:Standard:969960 |  |  | N/A | 2368 | N/A |  | N/A | N/A | N/A | N/A | N/A |  | 120 V/1-180 VA | N/A | Linked Revit Model : Clinic_A.rvt | UNSET |  |  | Level: Level 2 |  |  |  | 0.500000 | [7 empty] | 0.460000 |  |  |  |  | N/A | UNSET | N/A | N/A | TRUE | N/A | 0 | N/A | 0 | 0 | 0 | 0 | 0 | UNSET | N/A | N/A | FIXED | N/A | Ground Fault Receptacles | UNSET | N/A |  | N/A | N/A | N/A | 0 | L1 | 0 | N/A | N/A | N/A | 0 | [16 empty] | N/A |  |  |  | 23.80.50.11.17 | [7 empty] | Receptacle |  | N22C | 13 | [5 empty] | 1291.669250 | 0.000000 | 795 | 1937.503875 | TRUE
2370 | 2A03 |  | 970097 | New Construction | N/A | [5 empty] | 103361 |  | 47060 |  | 44286 |  |  | Standard | 0 |  | 101635,101636,101637,101638,101639,101640,103571,103572,103573,103574,103575 | 1ZhgLpwJLD8OCzRSS4heBJ | 1 |  | M_Duplex Receptacle:Standard:Standard:970097 |  |  | N/A | 2370 | N/A |  | N/A | N/A | N/A | N/A | N/A |  | 120 V/1-180 VA | N/A | Linked Revit Model : Clinic_A.rvt | UNSET |  |  | Level: Level 2 |  |  |  | 0.500000 | [7 empty] | 0.460000 |  |  |  |  | N/A | UNSET | N/A | N/A | TRUE | N/A | 0 | N/A | 0 | 0 | 0 | 0 | 0 | UNSET | N/A | N/A | FIXED | N/A | Ground Fault Receptacles | UNSET | N/A |  | N/A | N/A | N/A | 0 | L1 | 0 | N/A | N/A | N/A | 0 | [16 empty] | N/A |  |  |  | 23.80.50.11.17 | [7 empty] | Receptacle |  | N22C | 13 | [5 empty] | 1291.669250 | 0.000000 | 797 | 1937.503875 | TRUE
2371 | 2A03 |  | 970325 | New Construction | N/A | [5 empty] | 103361 |  | 47061 |  | 44287 |  |  | Standard | 0 |  | 101641,101642,101643,101644,101645,101646,103571,103572,103573,103574,103575 | 1ZhgLpwJLD8OCzRSS4he7t | 1 |  | M_Duplex Receptacle:Standard:Standard:970325 |  |  | N/A | 2371 | N/A |  | N/A | N/A | N/A | N/A | N/A |  | 120 V/1-180 VA | N/A | Linked Revit Model : Clinic_A.rvt | UNSET |  |  | Level: Level 2 |  |  |  | 0.500000 | [7 empty] | 0.460000 |  |  |  |  | N/A | UNSET | N/A | N/A | TRUE | N/A | 0 | N/A | 0 | 0 | 0 | 0 | 0 | UNSET | N/A | N/A | FIXED | N/A | Ground Fault Receptacles | UNSET | N/A |  | N/A | N/A | N/A | 0 | L1 | 0 | N/A | N/A | N/A | 0 | [16 empty] | N/A |  |  |  | 23.80.50.11.17 | [7 empty] | Receptacle |  | N22C | 13 | [5 empty] | 1291.669250 | 0.000000 | 798 | 1937.503875 | TRUE
822 | 2A04 | 0 | 759928 | New Construction | N/A |  | 0 |  | 0 |  | 103360 | Point+HemiSpherical | 45689 |  | 53556 | REF TYPE MARK | 0 | B1 - 0610x1219mm | 0 | 86825 | 93002,93003,93004,93005,93006,93007,93008,103561,103562,103563,103564,103565,103566,103567,103568,103569 | 3nfyjyjOf1zQfCeH8h9ils | 1 |  | M_Troffer Light - Parabolic Rectangular:B1 - 0610x1219mm:B1 - 0610x1219mm:759928 |  | NO | N/A | 822 | N/A | 16777215 | N/A | N/A | N/A | N/A | N/A |  | 120 V/1-80 VA | N/A | Linked Revit Model : Clinic_A.rvt | UNSET |  |  | Level: Level 2 | UNSET | F | 0 | 2.680000 |  | 861.112833 | 0 | 0.050000 |  |  |  | 1.200000 |  |  | T8, 1219mm, RAPID START, CRI=75 |  | N/A | UNSET | N/A | N/A | TRUE | N/A | 0 | N/A | 0 | 0 | 0 | 0 | 0 | UNSET | N/A | N/A | FIXED | N/A | Downlights | UNSET | N/A | D5020210 | N/A | N/A | N/A | 0 | L1 | 0 | N/A | N/A | N/A | 0 | UNSET | UNSET | 0 | 0 | 0 | 0 | 0 | [9 empty] | N/A | Lighting - Fluorescent |  |  | 23.80.70.11.14.11 |  |  | B1 |  |  |  | 1291.669250 | Lighting - Dwelling Unit | 1 | L42C | 6 |  |  | 2900.000000 | 32 | [8 empty] | Metal - Paint Finish - Dark Gray, Matte | Glass - White, High Luminance | Metal - Chrome
823 | 2A04 | 0 | 760014 | New Construction | N/A |  | 0 |  | 0 |  | 103360 | Point+HemiSpherical | 45690 |  | 53557 | REF TYPE MARK | 0 | B1 - 0610x1219mm | 0 | 86824 | 93009,93010,93011,93012,93013,93014,93015,103561,103562,103563,103564,103565,103566,103567,103568,103569 | 3nfyjyjOf1zQfCeH8h9ij0 | 1 |  | M_Troffer Light - Parabolic Rectangular:B1 - 0610x1219mm:B1 - 0610x1219mm:760014 |  | NO | N/A | 823 | N/A | 16777215 | N/A | N/A | N/A | N/A | N/A |  | 120 V/1-80 VA | N/A | Linked Revit Model : Clinic_A.rvt | UNSET |  |  | Level: Level 2 | UNSET | F | 0 | 2.680000 |  | 861.112833 | 0 | 0.050000 |  |  |  | 1.200000 |  |  | T8, 1219mm, RAPID START, CRI=75 |  | N/A | UNSET | N/A | N/A | TRUE | N/A | 0 | N/A | 0 | 0 | 0 | 0 | 0 | UNSET | N/A | N/A | FIXED | N/A | Downlights | UNSET | N/A | D5020210 | N/A | N/A | N/A | 0 | L1 | 0 | N/A | N/A | N/A | 0 | UNSET | UNSET | 0 | 0 | 0 | 0 | 0 | [9 empty] | N/A | Lighting - Fluorescent |  |  | 23.80.70.11.14.11 |  |  | B1 |  |  |  | 1291.669250 | Lighting - Dwelling Unit | 1 | L42C | 6 |  |  | 2900.000000 | 32 | [8 empty] | Metal - Paint Finish - Dark Gray, Matte | Glass - White, High Luminance | Metal - Chrome
1192 | 2A04 | 0 | 783354 | New Construction | N/A |  | 0 |  | 0 |  | 103360 | Point+HemiSpherical | 45943 |  | 53809 | REF TYPE MARK | 0 | SC - 213mm Diameter | 0 |  | 94801,94802,94803,94804,94805,94806,94807,103456,103457,103458,103459,103460,103461,103462,103463 | 0yuotxu8DEgv2qMIt$xKHF | 1 |  | M_Downlight - Recessed Can:SC - 213mm Diameter:SC - 213mm Diameter:783354 |  | NO | N/A | 1192 | N/A | 16777215 | N/A | N/A | N/A | N/A | N/A |  | 120 V/1-100 VA | N/A | Linked Revit Model : Clinic_A.rvt | UNSET |  |  | Level: Level 2 | UNSET | F | 0 | 2.680000 |  | 1076.391042 | 0 | 0.050000 |  |  |  | 1.200000 |  |  | T4, TRIPLE TUBE, CRI=82 |  | N/A | UNSET | N/A | N/A | TRUE | N/A | 0 | N/A | 0 | 0 | 0 | 0 | 0 | UNSET | N/A | N/A | FIXED | N/A | Downlights | UNSET | N/A | D5020220 | N/A | N/A | N/A | 0 | L1 | 0 | N/A | N/A | N/A | 0 | UNSET | UNSET | 0 | 0 | 0 | 0 | 0 | [9 empty] | N/A | Lighting - Incandescent |  |  | 23.80.70.11.14.11 |  |  | SC |  |  | 0.100000 | 1291.669250 | Lighting - Dwelling Unit | 1 | L42C | 6 | 0.200000 | 0.200000 | 2400.000000 | 32 | 0.087300
1193 | 2A04 | 0 | 783402 | New Construction | N/A |  | 0 |  | 0 |  | 103360 | Point+HemiSpherical | 45944 |  | 53810 | REF TYPE MARK | 0 | SC - 213mm Diameter | 0 |  | 94808,94809,94810,94811,94812,94813,94814,103456,103457,103458,103459,103460,103461,103462,103463 | 0yuotxu8DEgv2qMIt$xKEV | 1 |  | M_Downlight - Recessed Can:SC - 213mm Diameter:SC - 213mm Diameter:783402 |  | NO | N/A | 1193 | N/A | 16777215 | N/A | N/A | N/A | N/A | N/A |  | 120 V/1-100 VA | N/A | Linked Revit Model : Clinic_A.rvt | UNSET |  |  | Level: Level 2 | UNSET | F | 0 | 2.680000 |  | 1076.391042 | 0 | 0.050000 |  |  |  | 1.200000 |  |  | T4, TRIPLE TUBE, CRI=82 |  | N/A | UNSET | N/A | N/A | TRUE | N/A | 0 | N/A | 0 | 0 | 0 | 0 | 0 | UNSET | N/A | N/A | FIXED | N/A | Downlights | UNSET | N/A | D5020220 | N/A | N/A | N/A | 0 | L1 | 0 | N/A | N/A | N/A | 0 | UNSET | UNSET | 0 | 0 | 0 | 0 | 0 | [9 empty] | N/A | Lighting - Incandescent |  |  | 23.80.70.11.14.11 |  |  | SC |  |  | 0.100000 | 1291.669250 | Lighting - Dwelling Unit | 1 | L42C | 6 | 0.200000 | 0.200000 | 2400.000000 | 32 | 0.087300
1194 | 2A04 | 0 | 783430 | New Construction | N/A |  | 0 |  | 0 |  | 103360 | Point+HemiSpherical | 45945 |  | 53811 | REF TYPE MARK | 0 | SC - 213mm Diameter | 0 |  | 94815,94816,94817,94818,94819,94820,94821,103456,103457,103458,103459,103460,103461,103462,103463 | 0yuotxu8DEgv2qMIt$xKFp | 1 |  | M_Downlight - Recessed Can:SC - 213mm Diameter:SC - 213mm Diameter:783430 |  | NO | N/A | 1194 | N/A | 16777215 | N/A | N/A | N/A | N/A | N/A |  | 120 V/1-100 VA | N/A | Linked Revit Model : Clinic_A.rvt | UNSET |  |  | Level: Level 2 | UNSET | F | 0 | 2.680000 |  | 1076.391042 | 0 | 0.050000 |  |  |  | 1.200000 |  |  | T4, TRIPLE TUBE, CRI=82 |  | N/A | UNSET | N/A | N/A | TRUE | N/A | 0 | N/A | 0 | 0 | 0 | 0 | 0 | UNSET | N/A | N/A | FIXED | N/A | Downlights | UNSET | N/A | D5020220 | N/A | N/A | N/A | 0 | L1 | 0 | N/A | N/A | N/A | 0 | UNSET | UNSET | 0 | 0 | 0 | 0 | 0 | [9 empty] | N/A | Lighting - Incandescent |  |  | 23.80.70.11.14.11 |  |  | SC |  |  | 0.100000 | 1291.669250 | Lighting - Dwelling Unit | 1 | L42C | 6 | 0.200000 | 0.200000 | 2400.000000 | 32 | 0.087300
1454 | 2A04 |  | 832546 | New Construction | N/A | [5 empty] | 103360 |  | 46141 |  | 43384 |  |  | Single Pole | 0 |  | 96017,96018,96019,96020,96021,96022,103554,103555,103556,103557,103558,103559 | 3q4w0ijjzFuh9My1IanUrW | 1 |  | M_Lighting Switches:Single Pole:Single Pole:832546 |  |  | N/A | 1454 | N/A |  | N/A | N/A | N/A | N/A | N/A |  | 120 V/1-0 VA | N/A | Linked Revit Model : Clinic_A.rvt |  |  |  | Level: Level 2 |  |  |  | 1.200000 |  | 0.000000 | [5 empty] | 1.200000 |  |  |  |  | N/A | UNSET | N/A | N/A | TRUE | N/A | 0 | N/A | 0 | 0 | 0 | 0 | 0 | UNSET | N/A | N/A | FIXED | N/A | Switches | UNSET | N/A |  | N/A | N/A | N/A | 0 | L1 | 0 | N/A | N/A | N/A | 0 | [16 empty] | N/A |  |  |  | 23.80.50.11.14 | [7 empty] | Other |  | L42C | 6 | [5 empty] | 1291.669250 | 0.000000
2361 | 2A04 |  | 969153 | New Construction | N/A | [5 empty] | 103360 |  | 47051 |  | 44277 |  |  | Standard | 0 |  | 101581,101582,101583,101584,101585,101586,103571,103572,103573,103574,103575 | 1ZhgLpwJLD8OCzRSS4hePZ | 1 |  | M_Duplex Receptacle:Standard:Standard:969153 |  |  | N/A | 2361 | N/A |  | N/A | N/A | N/A | N/A | N/A |  | 120 V/1-180 VA | N/A | Linked Revit Model : Clinic_A.rvt | UNSET |  |  | Level: Level 2 |  |  |  | 0.500000 | [7 empty] | 0.460000 |  |  |  |  | N/A | UNSET | N/A | N/A | TRUE | N/A | 0 | N/A | 0 | 0 | 0 | 0 | 0 | UNSET | N/A | N/A | FIXED | N/A | Ground Fault Receptacles | UNSET | N/A |  | N/A | N/A | N/A | 0 | L1 | 0 | N/A | N/A | N/A | 0 | [16 empty] | N/A |  |  |  | 23.80.50.11.17 | [7 empty] | Receptacle |  | N22C | 11 | [5 empty] | 1291.669250 | 0.000000 | 788 | 1937.503875 | TRUE
2362 | 2A04 |  | 969456 | New Construction | N/A | [5 empty] | 103360 |  | 47052 |  | 44278 |  |  | Standard | 0 |  | 101587,101588,101589,101590,101591,101592,103571,103572,103573,103574,103575 | 1ZhgLpwJLD8OCzRSS4heLI | 1 |  | M_Duplex Receptacle:Standard:Standard:969456 |  |  | N/A | 2362 | N/A |  | N/A | N/A | N/A | N/A | N/A |  | 120 V/1-180 VA | N/A | Linked Revit Model : Clinic_A.rvt | UNSET |  |  | Level: Level 2 |  |  |  | 0.500000 | [7 empty] | 0.460000 |  |  |  |  | N/A | UNSET | N/A | N/A | TRUE | N/A | 0 | N/A | 0 | 0 | 0 | 0 | 0 | UNSET | N/A | N/A | FIXED | N/A | Ground Fault Receptacles | UNSET | N/A |  | N/A | N/A | N/A | 0 | L1 | 0 | N/A | N/A | N/A | 0 | [16 empty] | N/A |  |  |  | 23.80.50.11.17 | [7 empty] | Receptacle |  | N22C | 11 | [5 empty] | 1291.669250 | 0.000000 | 789 | 1937.503875 | TRUE
2363 | 2A04 |  | 969530 | New Construction | N/A | [5 empty] | 103360 |  | 47053 |  | 44279 |  |  | Standard | 0 |  | 101593,101594,101595,101596,101597,101598,103571,103572,103573,103574,103575 | 1ZhgLpwJLD8OCzRSS4heIO | 1 |  | M_Duplex Receptacle:Standard:Standard:969530 |  |  | N/A | 2363 | N/A |  | N/A | N/A | N/A | N/A | N/A |  | 120 V/1-180 VA | N/A | Linked Revit Model : Clinic_A.rvt | UNSET |  |  | Level: Level 2 |  |  |  | 0.500000 | [7 empty] | 0.460000 |  |  |  |  | N/A | UNSET | N/A | N/A | TRUE | N/A | 0 | N/A | 0 | 0 | 0 | 0 | 0 | UNSET | N/A | N/A | FIXED | N/A | Ground Fault Receptacles | UNSET | N/A |  | N/A | N/A | N/A | 0 | L1 | 0 | N/A | N/A | N/A | 0 | [16 empty] | N/A |  |  |  | 23.80.50.11.17 | [7 empty] | Receptacle |  | N22C | 11 | [5 empty] | 1291.669250 | 0.000000 | 790 | 1937.503875 | TRUE
2364 | 2A04 |  | 969655 | New Construction | N/A | [5 empty] | 103360 |  | 47054 |  | 44280 |  |  | Standard | 0 |  | 101599,101600,101601,101602,101603,101604,103571,103572,103573,103574,103575 | 1ZhgLpwJLD8OCzRSS4heGL | 1 |  | M_Duplex Receptacle:Standard:Standard:969655 |  |  | N/A | 2364 | N/A |  | N/A | N/A | N/A | N/A | N/A |  | 120 V/1-180 VA | N/A | Linked Revit Model : Clinic_A.rvt | UNSET |  |  | Level: Level 2 |  |  |  | 0.500000 | [7 empty] | 0.460000 |  |  |  |  | N/A | UNSET | N/A | N/A | TRUE | N/A | 0 | N/A | 0 | 0 | 0 | 0 | 0 | UNSET | N/A | N/A | FIXED | N/A | Ground Fault Receptacles | UNSET | N/A |  | N/A | N/A | N/A | 0 | L1 | 0 | N/A | N/A | N/A | 0 | [16 empty] | N/A |  |  |  | 23.80.50.11.17 | [7 empty] | Receptacle |  | N22C | 11 | [5 empty] | 1291.669250 | 0.000000 | 791 | 1937.503875 | TRUE
2365 | 2A04 |  | 969708 | New Construction | N/A | [5 empty] | 103360 |  | 47055 |  | 44281 |  |  | Standard | 0 |  | 101605,101606,101607,101608,101609,101610,103571,103572,103573,103574,103575 | 1ZhgLpwJLD8OCzRSS4heHE | 1 |  | M_Duplex Receptacle:Standard:Standard:969708 |  |  | N/A | 2365 | N/A |  | N/A | N/A | N/A | N/A | N/A |  | 120 V/1-180 VA | N/A | Linked Revit Model : Clinic_A.rvt | UNSET |  |  | Level: Level 2 |  |  |  | 0.500000 | [7 empty] | 0.460000 |  |  |  |  | N/A | UNSET | N/A | N/A | TRUE | N/A | 0 | N/A | 0 | 0 | 0 | 0 | 0 | UNSET | N/A | N/A | FIXED | N/A | Ground Fault Receptacles | UNSET | N/A |  | N/A | N/A | N/A | 0 | L1 | 0 | N/A | N/A | N/A | 0 | [16 empty] | N/A |  |  |  | 23.80.50.11.17 | [7 empty] | Receptacle |  | N22C | 11 | [5 empty] | 1291.669250 | 0.000000 | 792 | 1937.503875 | TRUE
818 | 2A05 | 0 | 759666 | New Construction | N/A |  | 0 |  | 0 |  | 103385 | Point+HemiSpherical | 45685 |  | 53552 | REF TYPE MARK | 0 | A28 - 0610x1219mm | 0 | 86829 | 92974,92975,92976,92977,92978,92979,92980,103516,103517,103518,103519,103520,103521,103522,103523,103524 | 3nfyjyjOf1zQfCeH8h9iJy | 1 |  | M_Troffer Light - Parabolic Rectangular:A28 - 0610x1219mm:A28 - 0610x1219mm:759666 |  | NO | N/A | 818 | N/A | 16777215 | N/A | N/A | N/A | N/A | N/A |  | 120 V/1-80 VA | N/A | Linked Revit Model : Clinic_A.rvt | UNSET |  |  | Level: Level 2 | UNSET | F | 0 | 2.680000 |  | 861.112833 | 0 | 0.050000 |  |  |  | 1.200000 |  |  | T8 or TH10, 1219mm, RAPID START, CRI=90 |  | N/A | UNSET | N/A | N/A | TRUE | N/A | 0 | N/A | 0 | 0 | 0 | 0 | 0 | UNSET | N/A | N/A | FIXED | N/A | Downlights | UNSET | N/A | D5020210 | N/A | N/A | N/A | 0 | L1 | 0 | N/A | N/A | N/A | 0 | UNSET | UNSET | 0 | 0 | 0 | 0 | 0 | [9 empty] | N/A | Lighting - Fluorescent |  |  | 23.80.70.11.14.11 |  |  | A28 |  |  |  | 1291.669250 | Lighting - Dwelling Unit | 1 | L42C | 8 |  |  | 1800.000000 | 32 or 30 | [8 empty] | Metal - Paint Finish - Dark Gray, Matte | Glass - White, High Luminance | Metal - Chrome
819 | 2A05 | 0 | 759747 | New Construction | N/A |  | 0 |  | 0 |  | 103385 | Point+HemiSpherical | 45686 |  | 53553 | REF TYPE MARK | 0 | A28 - 0610x1219mm | 0 | 86828 | 92981,92982,92983,92984,92985,92986,92987,103516,103517,103518,103519,103520,103521,103522,103523,103524 | 3nfyjyjOf1zQfCeH8h9iHD | 1 |  | M_Troffer Light - Parabolic Rectangular:A28 - 0610x1219mm:A28 - 0610x1219mm:759747 |  | NO | N/A | 819 | N/A | 16777215 | N/A | N/A | N/A | N/A | N/A |  | 120 V/1-80 VA | N/A | Linked Revit Model : Clinic_A.rvt | UNSET |  |  | Level: Level 2 | UNSET | F | 0 | 2.680000 |  | 861.112833 | 0 | 0.050000 |  |  |  | 1.200000 |  |  | T8 or TH10, 1219mm, RAPID START, CRI=90 |  | N/A | UNSET | N/A | N/A | TRUE | N/A | 0 | N/A | 0 | 0 | 0 | 0 | 0 | UNSET | N/A | N/A | FIXED | N/A | Downlights | UNSET | N/A | D5020210 | N/A | N/A | N/A | 0 | L1 | 0 | N/A | N/A | N/A | 0 | UNSET | UNSET | 0 | 0 | 0 | 0 | 0 | [9 empty] | N/A | Lighting - Fluorescent |  |  | 23.80.70.11.14.11 |  |  | A28 |  |  |  | 1291.669250 | Lighting - Dwelling Unit | 1 | L42C | 8 |  |  | 1800.000000 | 32 or 30 | [8 empty] | Metal - Paint Finish - Dark Gray, Matte | Glass - White, High Luminance | Metal - Chrome
820 | 2A05 | 0 | 759797 | New Construction | N/A |  | 0 |  | 0 |  | 103385 | Point+HemiSpherical | 45687 |  | 53554 | REF TYPE MARK | 0 | A28 - 0610x1219mm | 0 | 86827 | 92988,92989,92990,92991,92992,92993,92994,103516,103517,103518,103519,103520,103521,103522,103523,103524 | 3nfyjyjOf1zQfCeH8h9iHx | 1 |  | M_Troffer Light - Parabolic Rectangular:A28 - 0610x1219mm:A28 - 0610x1219mm:759797 |  | NO | N/A | 820 | N/A | 16777215 | N/A | N/A | N/A | N/A | N/A |  | 120 V/1-80 VA | N/A | Linked Revit Model : Clinic_A.rvt | UNSET |  |  | Level: Level 2 | UNSET | F | 0 | 2.680000 |  | 861.112833 | 0 | 0.050000 |  |  |  | 1.200000 |  |  | T8 or TH10, 1219mm, RAPID START, CRI=90 |  | N/A | UNSET | N/A | N/A | TRUE | N/A | 0 | N/A | 0 | 0 | 0 | 0 | 0 | UNSET | N/A | N/A | FIXED | N/A | Downlights | UNSET | N/A | D5020210 | N/A | N/A | N/A | 0 | L1 | 0 | N/A | N/A | N/A | 0 | UNSET | UNSET | 0 | 0 | 0 | 0 | 0 | [9 empty] | N/A | Lighting - Fluorescent |  |  | 23.80.70.11.14.11 |  |  | A28 |  |  |  | 1291.669250 | Lighting - Dwelling Unit | 1 | L42C | 8 |  |  | 1800.000000 | 32 or 30 | [8 empty] | Metal - Paint Finish - Dark Gray, Matte | Glass - White, High Luminance | Metal - Chrome
821 | 2A05 | 0 | 759855 | New Construction | N/A |  | 0 |  | 0 |  | 103385 | Point+HemiSpherical | 45688 |  | 53555 | REF TYPE MARK | 0 | A28 - 0610x1219mm | 0 | 86826 | 92995,92996,92997,92998,92999,93000,93001,103516,103517,103518,103519,103520,103521,103522,103523,103524 | 3nfyjyjOf1zQfCeH8h9ikX | 1 |  | M_Troffer Light - Parabolic Rectangular:A28 - 0610x1219mm:A28 - 0610x1219mm:759855 |  | NO | N/A | 821 | N/A | 16777215 | N/A | N/A | N/A | N/A | N/A |  | 120 V/1-80 VA | N/A | Linked Revit Model : Clinic_A.rvt | UNSET |  |  | Level: Level 2 | UNSET | F | 0 | 2.680000 |  | 861.112833 | 0 | 0.050000 |  |  |  | 1.200000 |  |  | T8 or TH10, 1219mm, RAPID START, CRI=90 |  | N/A | UNSET | N/A | N/A | TRUE | N/A | 0 | N/A | 0 | 0 | 0 | 0 | 0 | UNSET | N/A | N/A | FIXED | N/A | Downlights | UNSET | N/A | D5020210 | N/A | N/A | N/A | 0 | L1 | 0 | N/A | N/A | N/A | 0 | UNSET | UNSET | 0 | 0 | 0 | 0 | 0 | [9 empty] | N/A | Lighting - Fluorescent |  |  | 23.80.70.11.14.11 |  |  | A28 |  |  |  | 1291.669250 | Lighting - Dwelling Unit | 1 | L42C | 8 |  |  | 1800.000000 | 32 or 30 | [8 empty] | Metal - Paint Finish - Dark Gray, Matte | Glass - White, High Luminance | Metal - Chrome
1450 | 2A05 |  | 831395 | New Construction | N/A | [5 empty] | 103385 |  | 46137 |  | 43380 |  |  | Single Pole | 0 |  | 95993,95994,95995,95996,95997,95998,103554,103555,103556,103557,103558,103559 | 3q4w0ijjzFuh9My1IanVRX | 1 |  | M_Lighting Switches:Single Pole:Single Pole:831395 |  |  | N/A | 1450 | N/A |  | N/A | N/A | N/A | N/A | N/A |  | 120 V/1-0 VA | N/A | Linked Revit Model : Clinic_A.rvt |  |  |  | Level: Level 2 |  |  |  | 1.200000 |  | 0.000000 | [5 empty] | 1.200000 |  |  |  |  | N/A | UNSET | N/A | N/A | TRUE | N/A | 0 | N/A | 0 | 0 | 0 | 0 | 0 | UNSET | N/A | N/A | FIXED | N/A | Switches | UNSET | N/A |  | N/A | N/A | N/A | 0 | L1 | 0 | N/A | N/A | N/A | 0 | [16 empty] | N/A |  |  |  | 23.80.50.11.14 | [7 empty] | Other |  | L42C | 8 | [5 empty] | 1291.669250 | 0.000000
2353 | 2A05 |  | 968545 | New Construction | N/A | [5 empty] | 103385 |  | 47043 |  | 44269 |  |  | Standard | 0 |  | 101533,101534,101535,101536,101537,101538,103571,103572,103573,103574,103575 | 1ZhgLpwJLD8OCzRSS4heZ3 | 1 |  | M_Duplex Receptacle:Standard:Standard:968545 |  |  | N/A | 2353 | N/A |  | N/A | N/A | N/A | N/A | N/A |  | 120 V/1-180 VA | N/A | Linked Revit Model : Clinic_A.rvt | UNSET |  |  | Level: Level 2 |  |  |  | 0.500000 | [7 empty] | 0.460000 |  |  |  |  | N/A | UNSET | N/A | N/A | TRUE | N/A | 0 | N/A | 0 | 0 | 0 | 0 | 0 | UNSET | N/A | N/A | FIXED | N/A | Ground Fault Receptacles | UNSET | N/A |  | N/A | N/A | N/A | 0 | L1 | 0 | N/A | N/A | N/A | 0 | [16 empty] | N/A |  |  |  | 23.80.50.11.17 | [7 empty] | Receptacle |  | N22C | 9 | [5 empty] | 1291.669250 | 0.000000 | 780 | 1937.503875 | TRUE
2354 | 2A05 |  | 968609 | New Construction | N/A | [5 empty] | 103385 |  | 47044 |  | 44270 |  |  | Standard | 0 |  | 101539,101540,101541,101542,101543,101544,103571,103572,103573,103574,103575 | 1ZhgLpwJLD8OCzRSS4heW3 | 1 |  | M_Duplex Receptacle:Standard:Standard:968609 |  |  | N/A | 2354 | N/A |  | N/A | N/A | N/A | N/A | N/A |  | 120 V/1-180 VA | N/A | Linked Revit Model : Clinic_A.rvt | UNSET |  |  | Level: Level 2 |  |  |  | 0.500000 | [7 empty] | 0.460000 |  |  |  |  | N/A | UNSET | N/A | N/A | TRUE | N/A | 0 | N/A | 0 | 0 | 0 | 0 | 0 | UNSET | N/A | N/A | FIXED | N/A | Ground Fault Receptacles | UNSET | N/A |  | N/A | N/A | N/A | 0 | L1 | 0 | N/A | N/A | N/A | 0 | [16 empty] | N/A |  |  |  | 23.80.50.11.17 | [7 empty] | Receptacle |  | N22C | 9 | [5 empty] | 1291.669250 | 0.000000 | 781 | 1937.503875 | TRUE
2355 | 2A05 |  | 968652 | New Construction | N/A | [5 empty] | 103385 |  | 47045 |  | 44271 |  |  | Standard | 0 |  | 101545,101546,101547,101548,101549,101550,103571,103572,103573,103574,103575 | 1ZhgLpwJLD8OCzRSS4heXk | 1 |  | M_Duplex Receptacle:Standard:Standard:968652 |  |  | N/A | 2355 | N/A |  | N/A | N/A | N/A | N/A | N/A |  | 120 V/1-180 VA | N/A | Linked Revit Model : Clinic_A.rvt | UNSET |  |  | Level: Level 2 |  |  |  | 0.500000 | [7 empty] | 0.460000 |  |  |  |  | N/A | UNSET | N/A | N/A | TRUE | N/A | 0 | N/A | 0 | 0 | 0 | 0 | 0 | UNSET | N/A | N/A | FIXED | N/A | Ground Fault Receptacles | UNSET | N/A |  | N/A | N/A | N/A | 0 | L1 | 0 | N/A | N/A | N/A | 0 | [16 empty] | N/A |  |  |  | 23.80.50.11.17 | [7 empty] | Receptacle |  | N22C | 9 | [5 empty] | 1291.669250 | 0.000000 | 782 | 1937.503875 | TRUE
2356 | 2A05 |  | 968746 | New Construction | N/A | [5 empty] | 103385 |  | 47046 |  | 44272 |  |  | Standard | 0 |  | 101551,101552,101553,101554,101555,101556,103571,103572,103573,103574,103575 | 1ZhgLpwJLD8OCzRSS4heU8 | 1 |  | M_Duplex Receptacle:Standard:Standard:968746 |  |  | N/A | 2356 | N/A |  | N/A | N/A | N/A | N/A | N/A |  | 120 V/1-180 VA | N/A | Linked Revit Model : Clinic_A.rvt | UNSET |  |  | Level: Level 2 |  |  |  | 0.500000 | [7 empty] | 0.460000 |  |  |  |  | N/A | UNSET | N/A | N/A | TRUE | N/A | 0 | N/A | 0 | 0 | 0 | 0 | 0 | UNSET | N/A | N/A | FIXED | N/A | Ground Fault Receptacles | UNSET | N/A |  | N/A | N/A | N/A | 0 | L1 | 0 | N/A | N/A | N/A | 0 | [16 empty] | N/A |  |  |  | 23.80.50.11.17 | [7 empty] | Receptacle |  | N22C | 9 | [5 empty] | 1291.669250 | 0.000000 | 783 | 1937.503875 | TRUE
2357 | 2A05 |  | 968869 | New Construction | N/A | [5 empty] | 103385 |  | 47047 |  | 44273 |  |  | Standard | 0 |  | 101557,101558,101559,101560,101561,101562,103571,103572,103573,103574,103575 | 1ZhgLpwJLD8OCzRSS4heS7 | 1 |  | M_Duplex Receptacle:Standard:Standard:968869 |  |  | N/A | 2357 | N/A |  | N/A | N/A | N/A | N/A | N/A |  | 120 V/1-180 VA | N/A | Linked Revit Model : Clinic_A.rvt | UNSET |  |  | Level: Level 2 |  |  |  | 0.500000 | [7 empty] | 0.460000 |  |  |  |  | N/A | UNSET | N/A | N/A | TRUE | N/A | 0 | N/A | 0 | 0 | 0 | 0 | 0 | UNSET | N/A | N/A | FIXED | N/A | Ground Fault Receptacles | UNSET | N/A |  | N/A | N/A | N/A | 0 | L1 | 0 | N/A | N/A | N/A | 0 | [16 empty] | N/A |  |  |  | 23.80.50.11.17 | [7 empty] | Receptacle |  | N22C | 9 | [5 empty] | 1291.669250 | 0.000000 | 784 | 1937.503875 | TRUE
2358 | 2A05 |  | 968922 | New Construction | N/A | [5 empty] | 103385 |  | 47048 |  | 44274 |  |  | Standard | 0 |  | 101563,101564,101565,101566,101567,101568,103571,103572,103573,103574,103575 | 1ZhgLpwJLD8OCzRSS4heTu | 1 |  | M_Duplex Receptacle:Standard:Standard:968922 |  |  | N/A | 2358 | N/A |  | N/A | N/A | N/A | N/A | N/A |  | 120 V/1-180 VA | N/A | Linked Revit Model : Clinic_A.rvt | UNSET |  |  | Level: Level 2 |  |  |  | 0.500000 | [7 empty] | 0.460000 |  |  |  |  | N/A | UNSET | N/A | N/A | TRUE | N/A | 0 | N/A | 0 | 0 | 0 | 0 | 0 | UNSET | N/A | N/A | FIXED | N/A | Ground Fault Receptacles | UNSET | N/A |  | N/A | N/A | N/A | 0 | L1 | 0 | N/A | N/A | N/A | 0 | [16 empty] | N/A |  |  |  | 23.80.50.11.17 | [7 empty] | Receptacle |  | N22C | 10 | [5 empty] | 1291.669250 | 0.000000 | 785 | 1937.503875 | TRUE
2359 | 2A05 |  | 969066 | New Construction | N/A | [5 empty] | 103385 |  | 47049 |  | 44275 |  |  | Standard | 0 |  | 101569,101570,101571,101572,101573,101574,103571,103572,103573,103574,103575 | 1ZhgLpwJLD8OCzRSS4heR8 | 1 |  | M_Duplex Receptacle:Standard:Standard:969066 |  |  | N/A | 2359 | N/A |  | N/A | N/A | N/A | N/A | N/A |  | 120 V/1-180 VA | N/A | Linked Revit Model : Clinic_A.rvt | UNSET |  |  | Level: Level 2 |  |  |  | 0.500000 | [7 empty] | 0.460000 |  |  |  |  | N/A | UNSET | N/A | N/A | TRUE | N/A | 0 | N/A | 0 | 0 | 0 | 0 | 0 | UNSET | N/A | N/A | FIXED | N/A | Ground Fault Receptacles | UNSET | N/A |  | N/A | N/A | N/A | 0 | L1 | 0 | N/A | N/A | N/A | 0 | [16 empty] | N/A |  |  |  | 23.80.50.11.17 | [7 empty] | Receptacle |  | N22C | 9 | [5 empty] | 1291.669250 | 0.000000 | 786 | 1937.503875 | TRUE
2360 | 2A05 |  | 969110 | New Construction | N/A | [5 empty] | 103385 |  | 47050 |  | 44276 |  |  | Standard | 0 |  | 101575,101576,101577,101578,101579,101580,103571,103572,103573,103574,103575 | 1ZhgLpwJLD8OCzRSS4heOq | 1 |  | M_Duplex Receptacle:Standard:Standard:969110 |  |  | N/A | 2360 | N/A |  | N/A | N/A | N/A | N/A | N/A |  | 120 V/1-180 VA | N/A | Linked Revit Model : Clinic_A.rvt | UNSET |  |  | Level: Level 2 |  |  |  | 0.500000 | [7 empty] | 0.460000 |  |  |  |  | N/A | UNSET | N/A | N/A | TRUE | N/A | 0 | N/A | 0 | 0 | 0 | 0 | 0 | UNSET | N/A | N/A | FIXED | N/A | Ground Fault Receptacles | UNSET | N/A |  | N/A | N/A | N/A | 0 | L1 | 0 | N/A | N/A | N/A | 0 | [16 empty] | N/A |  |  |  | 23.80.50.11.17 | [7 empty] | Receptacle |  | N22C | 9 | [5 empty] | 1291.669250 | 0.000000 | 787 | 1937.503875 | TRUE
814 | 2A06 | 0 | 759356 | New Construction | N/A |  | 0 |  | 0 |  | 103384 | Point+HemiSpherical | 45681 |  | 53548 | REF TYPE MARK | 0 | A28 - 0610x1219mm | 0 | 86833 | 92946,92947,92948,92949,92950,92951,92952,103516,103517,103518,103519,103520,103521,103522,103523,103524 | 3nfyjyjOf1zQfCeH8h9iMo | 1 |  | M_Troffer Light - Parabolic Rectangular:A28 - 0610x1219mm:A28 - 0610x1219mm:759356 |  | NO | N/A | 814 | N/A | 16777215 | N/A | N/A | N/A | N/A | N/A |  | 120 V/1-80 VA | N/A | Linked Revit Model : Clinic_A.rvt | UNSET |  |  | Level: Level 2 | UNSET | F | 0 | 2.680000 |  | 861.112833 | 0 | 0.050000 |  |  |  | 1.200000 |  |  | T8 or TH10, 1219mm, RAPID START, CRI=90 |  | N/A | UNSET | N/A | N/A | TRUE | N/A | 0 | N/A | 0 | 0 | 0 | 0 | 0 | UNSET | N/A | N/A | FIXED | N/A | Downlights | UNSET | N/A | D5020210 | N/A | N/A | N/A | 0 | L1 | 0 | N/A | N/A | N/A | 0 | UNSET | UNSET | 0 | 0 | 0 | 0 | 0 | [9 empty] | N/A | Lighting - Fluorescent |  |  | 23.80.70.11.14.11 |  |  | A28 |  |  |  | 1291.669250 | Lighting - Dwelling Unit | 1 | L42C | 8 |  |  | 1800.000000 | 32 or 30 | [8 empty] | Metal - Paint Finish - Dark Gray, Matte | Glass - White, High Luminance | Metal - Chrome
815 | 2A06 | 0 | 759447 | New Construction | N/A |  | 0 |  | 0 |  | 103384 | Point+HemiSpherical | 45682 |  | 53549 | REF TYPE MARK | 0 | A28 - 0610x1219mm | 0 | 86832 | 92953,92954,92955,92956,92957,92958,92959,103516,103517,103518,103519,103520,103521,103522,103523,103524 | 3nfyjyjOf1zQfCeH8h9iKP | 1 |  | M_Troffer Light - Parabolic Rectangular:A28 - 0610x1219mm:A28 - 0610x1219mm:759447 |  | NO | N/A | 815 | N/A | 16777215 | N/A | N/A | N/A | N/A | N/A |  | 120 V/1-80 VA | N/A | Linked Revit Model : Clinic_A.rvt | UNSET |  |  | Level: Level 2 | UNSET | F | 0 | 2.680000 |  | 861.112833 | 0 | 0.050000 |  |  |  | 1.200000 |  |  | T8 or TH10, 1219mm, RAPID START, CRI=90 |  | N/A | UNSET | N/A | N/A | TRUE | N/A | 0 | N/A | 0 | 0 | 0 | 0 | 0 | UNSET | N/A | N/A | FIXED | N/A | Downlights | UNSET | N/A | D5020210 | N/A | N/A | N/A | 0 | L1 | 0 | N/A | N/A | N/A | 0 | UNSET | UNSET | 0 | 0 | 0 | 0 | 0 | [9 empty] | N/A | Lighting - Fluorescent |  |  | 23.80.70.11.14.11 |  |  | A28 |  |  |  | 1291.669250 | Lighting - Dwelling Unit | 1 | L42C | 8 |  |  | 1800.000000 | 32 or 30 | [8 empty] | Metal - Paint Finish - Dark Gray, Matte | Glass - White, High Luminance | Metal - Chrome
816 | 2A06 | 0 | 759535 | New Construction | N/A |  | 0 |  | 0 |  | 103384 | Point+HemiSpherical | 45683 |  | 53550 | REF TYPE MARK | 0 | A28 - 0610x1219mm | 0 | 86831 | 92960,92961,92962,92963,92964,92965,92966,103516,103517,103518,103519,103520,103521,103522,103523,103524 | 3nfyjyjOf1zQfCeH8h9iLX | 1 |  | M_Troffer Light - Parabolic Rectangular:A28 - 0610x1219mm:A28 - 0610x1219mm:759535 |  | NO | N/A | 816 | N/A | 16777215 | N/A | N/A | N/A | N/A | N/A |  | 120 V/1-80 VA | N/A | Linked Revit Model : Clinic_A.rvt | UNSET |  |  | Level: Level 2 | UNSET | F | 0 | 2.680000 |  | 861.112833 | 0 | 0.050000 |  |  |  | 1.200000 |  |  | T8 or TH10, 1219mm, RAPID START, CRI=90 |  | N/A | UNSET | N/A | N/A | TRUE | N/A | 0 | N/A | 0 | 0 | 0 | 0 | 0 | UNSET | N/A | N/A | FIXED | N/A | Downlights | UNSET | N/A | D5020210 | N/A | N/A | N/A | 0 | L1 | 0 | N/A | N/A | N/A | 0 | UNSET | UNSET | 0 | 0 | 0 | 0 | 0 | [9 empty] | N/A | Lighting - Fluorescent |  |  | 23.80.70.11.14.11 |  |  | A28 |  |  |  | 1291.669250 | Lighting - Dwelling Unit | 1 | L42C | 8 |  |  | 1800.000000 | 32 or 30 | [8 empty] | Metal - Paint Finish - Dark Gray, Matte | Glass - White, High Luminance | Metal - Chrome
817 | 2A06 | 0 | 759607 | New Construction | N/A |  | 0 |  | 0 |  | 103384 | Point+HemiSpherical | 45684 |  | 53551 | REF TYPE MARK | 0 | A28 - 0610x1219mm | 0 | 86830 | 92967,92968,92969,92970,92971,92972,92973,103516,103517,103518,103519,103520,103521,103522,103523,103524 | 3nfyjyjOf1zQfCeH8h9iIv | 1 |  | M_Troffer Light - Parabolic Rectangular:A28 - 0610x1219mm:A28 - 0610x1219mm:759607 |  | NO | N/A | 817 | N/A | 16777215 | N/A | N/A | N/A | N/A | N/A |  | 120 V/1-80 VA | N/A | Linked Revit Model : Clinic_A.rvt | UNSET |  |  | Level: Level 2 | UNSET | F | 0 | 2.680000 |  | 861.112833 | 0 | 0.050000 |  |  |  | 1.200000 |  |  | T8 or TH10, 1219mm, RAPID START, CRI=90 |  | N/A | UNSET | N/A | N/A | TRUE | N/A | 0 | N/A | 0 | 0 | 0 | 0 | 0 | UNSET | N/A | N/A | FIXED | N/A | Downlights | UNSET | N/A | D5020210 | N/A | N/A | N/A | 0 | L1 | 0 | N/A | N/A | N/A | 0 | UNSET | UNSET | 0 | 0 | 0 | 0 | 0 | [9 empty] | N/A | Lighting - Fluorescent |  |  | 23.80.70.11.14.11 |  |  | A28 |  |  |  | 1291.669250 | Lighting - Dwelling Unit | 1 | L42C | 8 |  |  | 1800.000000 | 32 or 30 | [8 empty] | Metal - Paint Finish - Dark Gray, Matte | Glass - White, High Luminance | Metal - Chrome
1449 | 2A06 |  | 831311 | New Construction | N/A | [5 empty] | 103384 |  | 46136 |  | 43379 |  |  | Single Pole | 0 |  | 95987,95988,95989,95990,95991,95992,103554,103555,103556,103557,103558,103559 | 3q4w0ijjzFuh9My1IanVOD | 1 |  | M_Lighting Switches:Single Pole:Single Pole:831311 |  |  | N/A | 1449 | N/A |  | N/A | N/A | N/A | N/A | N/A |  | 120 V/1-0 VA | N/A | Linked Revit Model : Clinic_A.rvt |  |  |  | Level: Level 2 |  |  |  | 1.200000 |  | 0.000000 | [5 empty] | 1.200000 |  |  |  |  | N/A | UNSET | N/A | N/A | TRUE | N/A | 0 | N/A | 0 | 0 | 0 | 0 | 0 | UNSET | N/A | N/A | FIXED | N/A | Switches | UNSET | N/A |  | N/A | N/A | N/A | 0 | L1 | 0 | N/A | N/A | N/A | 0 | [16 empty] | N/A |  |  |  | 23.80.50.11.14 | [7 empty] | Other |  | L42C | 8 | [5 empty] | 1291.669250 | 0.000000
2345 | 2A06 |  | 967904 | New Construction | N/A | [5 empty] | 103384 |  | 47035 |  | 44261 |  |  | Standard | 0 |  | 101485,101486,101487,101488,101489,101490,103571,103572,103573,103574,103575 | 1ZhgLpwJLD8OCzRSS4hej2 | 1 |  | M_Duplex Receptacle:Standard:Standard:967904 |  |  | N/A | 2345 | N/A |  | N/A | N/A | N/A | N/A | N/A |  | 120 V/1-180 VA | N/A | Linked Revit Model : Clinic_A.rvt | UNSET |  |  | Level: Level 2 |  |  |  | 0.500000 | [7 empty] | 0.460000 |  |  |  |  | N/A | UNSET | N/A | N/A | TRUE | N/A | 0 | N/A | 0 | 0 | 0 | 0 | 0 | UNSET | N/A | N/A | FIXED | N/A | Ground Fault Receptacles | UNSET | N/A |  | N/A | N/A | N/A | 0 | L1 | 0 | N/A | N/A | N/A | 0 | [16 empty] | N/A |  |  |  | 23.80.50.11.17 | [7 empty] | Receptacle |  | N22C | 7 | [5 empty] | 1291.669250 | 0.000000 | 772 | 1937.503875 | TRUE
2346 | 2A06 |  | 967948 | New Construction | N/A | [5 empty] | 103384 |  | 47036 |  | 44262 |  |  | Standard | 0 |  | 101491,101492,101493,101494,101495,101496,103571,103572,103573,103574,103575 | 1ZhgLpwJLD8OCzRSS4hegk | 1 |  | M_Duplex Receptacle:Standard:Standard:967948 |  |  | N/A | 2346 | N/A |  | N/A | N/A | N/A | N/A | N/A |  | 120 V/1-180 VA | N/A | Linked Revit Model : Clinic_A.rvt | UNSET |  |  | Level: Level 2 |  |  |  | 0.500000 | [7 empty] | 0.460000 |  |  |  |  | N/A | UNSET | N/A | N/A | TRUE | N/A | 0 | N/A | 0 | 0 | 0 | 0 | 0 | UNSET | N/A | N/A | FIXED | N/A | Ground Fault Receptacles | UNSET | N/A |  | N/A | N/A | N/A | 0 | L1 | 0 | N/A | N/A | N/A | 0 | [16 empty] | N/A |  |  |  | 23.80.50.11.17 | [7 empty] | Receptacle |  | N22C | 7 | [5 empty] | 1291.669250 | 0.000000 | 773 | 1937.503875 | TRUE
2347 | 2A06 |  | 967991 | New Construction | N/A | [5 empty] | 103384 |  | 47037 |  | 44263 |  |  | Standard | 0 |  | 101497,101498,101499,101500,101501,101502,103571,103572,103573,103574,103575 | 1ZhgLpwJLD8OCzRSS4hegL | 1 |  | M_Duplex Receptacle:Standard:Standard:967991 |  |  | N/A | 2347 | N/A |  | N/A | N/A | N/A | N/A | N/A |  | 120 V/1-180 VA | N/A | Linked Revit Model : Clinic_A.rvt | UNSET |  |  | Level: Level 2 |  |  |  | 0.500000 | [7 empty] | 0.460000 |  |  |  |  | N/A | UNSET | N/A | N/A | TRUE | N/A | 0 | N/A | 0 | 0 | 0 | 0 | 0 | UNSET | N/A | N/A | FIXED | N/A | Ground Fault Receptacles | UNSET | N/A |  | N/A | N/A | N/A | 0 | L1 | 0 | N/A | N/A | N/A | 0 | [16 empty] | N/A |  |  |  | 23.80.50.11.17 | [7 empty] | Receptacle |  | N22C | 7 | [5 empty] | 1291.669250 | 0.000000 | 774 | 1937.503875 | TRUE
2348 | 2A06 |  | 968034 | New Construction | N/A | [5 empty] | 103384 |  | 47038 |  | 44264 |  |  | Standard | 0 |  | 101503,101504,101505,101506,101507,101508,103571,103572,103573,103574,103575 | 1ZhgLpwJLD8OCzRSS4heh0 | 1 |  | M_Duplex Receptacle:Standard:Standard:968034 |  |  | N/A | 2348 | N/A |  | N/A | N/A | N/A | N/A | N/A |  | 120 V/1-180 VA | N/A | Linked Revit Model : Clinic_A.rvt | UNSET |  |  | Level: Level 2 |  |  |  | 0.500000 | [7 empty] | 0.460000 |  |  |  |  | N/A | UNSET | N/A | N/A | TRUE | N/A | 0 | N/A | 0 | 0 | 0 | 0 | 0 | UNSET | N/A | N/A | FIXED | N/A | Ground Fault Receptacles | UNSET | N/A |  | N/A | N/A | N/A | 0 | L1 | 0 | N/A | N/A | N/A | 0 | [16 empty] | N/A |  |  |  | 23.80.50.11.17 | [7 empty] | Receptacle |  | N22C | 8 | [5 empty] | 1291.669250 | 0.000000 | 775 | 1937.503875 | TRUE
2349 | 2A06 |  | 968221 | New Construction | N/A | [5 empty] | 103384 |  | 47039 |  | 44265 |  |  | Standard | 0 |  | 101509,101510,101511,101512,101513,101514,103571,103572,103573,103574,103575 | 1ZhgLpwJLD8OCzRSS4hec$ | 1 |  | M_Duplex Receptacle:Standard:Standard:968221 |  |  | N/A | 2349 | N/A |  | N/A | N/A | N/A | N/A | N/A |  | 120 V/1-180 VA | N/A | Linked Revit Model : Clinic_A.rvt | UNSET |  |  | Level: Level 2 |  |  |  | 0.500000 | [7 empty] | 0.460000 |  |  |  |  | N/A | UNSET | N/A | N/A | TRUE | N/A | 0 | N/A | 0 | 0 | 0 | 0 | 0 | UNSET | N/A | N/A | FIXED | N/A | Ground Fault Receptacles | UNSET | N/A |  | N/A | N/A | N/A | 0 | L1 | 0 | N/A | N/A | N/A | 0 | [16 empty] | N/A |  |  |  | 23.80.50.11.17 | [7 empty] | Receptacle |  | N22C | 7 | [5 empty] | 1291.669250 | 0.000000 | 776 | 1937.503875 | TRUE
2350 | 2A06 |  | 968264 | New Construction | N/A | [5 empty] | 103384 |  | 47040 |  | 44266 |  |  | Standard | 0 |  | 101515,101516,101517,101518,101519,101520,103571,103572,103573,103574,103575 | 1ZhgLpwJLD8OCzRSS4hedg | 1 |  | M_Duplex Receptacle:Standard:Standard:968264 |  |  | N/A | 2350 | N/A |  | N/A | N/A | N/A | N/A | N/A |  | 120 V/1-180 VA | N/A | Linked Revit Model : Clinic_A.rvt | UNSET |  |  | Level: Level 2 |  |  |  | 0.500000 | [7 empty] | 0.460000 |  |  |  |  | N/A | UNSET | N/A | N/A | TRUE | N/A | 0 | N/A | 0 | 0 | 0 | 0 | 0 | UNSET | N/A | N/A | FIXED | N/A | Ground Fault Receptacles | UNSET | N/A |  | N/A | N/A | N/A | 0 | L1 | 0 | N/A | N/A | N/A | 0 | [16 empty] | N/A |  |  |  | 23.80.50.11.17 | [7 empty] | Receptacle |  | N22C | 7 | [5 empty] | 1291.669250 | 0.000000 | 777 | 1937.503875 | TRUE
2351 | 2A06 |  | 968307 | New Construction | N/A | [5 empty] | 103384 |  | 47041 |  | 44267 |  |  | Standard | 0 |  | 101521,101522,101523,101524,101525,101526,103571,103572,103573,103574,103575 | 1ZhgLpwJLD8OCzRSS4hedH | 1 |  | M_Duplex Receptacle:Standard:Standard:968307 |  |  | N/A | 2351 | N/A |  | N/A | N/A | N/A | N/A | N/A |  | 120 V/1-180 VA | N/A | Linked Revit Model : Clinic_A.rvt | UNSET |  |  | Level: Level 2 |  |  |  | 0.500000 | [7 empty] | 0.460000 |  |  |  |  | N/A | UNSET | N/A | N/A | TRUE | N/A | 0 | N/A | 0 | 0 | 0 | 0 | 0 | UNSET | N/A | N/A | FIXED | N/A | Ground Fault Receptacles | UNSET | N/A |  | N/A | N/A | N/A | 0 | L1 | 0 | N/A | N/A | N/A | 0 | [16 empty] | N/A |  |  |  | 23.80.50.11.17 | [7 empty] | Receptacle |  | N22C | 7 | [5 empty] | 1291.669250 | 0.000000 | 778 | 1937.503875 | TRUE
2352 | 2A06 |  | 968361 | New Construction | N/A | [5 empty] | 103384 |  | 47042 |  | 44268 |  |  | Standard | 0 |  | 101527,101528,101529,101530,101531,101532,103571,103572,103573,103574,103575 | 1ZhgLpwJLD8OCzRSS4heaB | 1 |  | M_Duplex Receptacle:Standard:Standard:968361 |  |  | N/A | 2352 | N/A |  | N/A | N/A | N/A | N/A | N/A |  | 120 V/1-180 VA | N/A | Linked Revit Model : Clinic_A.rvt | UNSET |  |  | Level: Level 2 |  |  |  | 0.500000 | [7 empty] | 0.460000 |  |  |  |  | N/A | UNSET | N/A | N/A | TRUE | N/A | 0 | N/A | 0 | 0 | 0 | 0 | 0 | UNSET | N/A | N/A | FIXED | N/A | Ground Fault Receptacles | UNSET | N/A |  | N/A | N/A | N/A | 0 | L1 | 0 | N/A | N/A | N/A | 0 | [16 empty] | N/A |  |  |  | 23.80.50.11.17 | [7 empty] | Receptacle |  | N22C | 7 | [5 empty] | 1291.669250 | 0.000000 | 779 | 1937.503875 | TRUE
810 | 2A07 | 0 | 759156 | New Construction | N/A |  | 0 |  | 0 |  | 103373 | Point+HemiSpherical | 45677 |  | 53544 | REF TYPE MARK | 0 | A28 - 0610x1219mm | 0 | 86837 | 92918,92919,92920,92921,92922,92923,92924,103516,103517,103518,103519,103520,103521,103522,103523,103524 | 3nfyjyjOf1zQfCeH8h9iRw | 1 |  | M_Troffer Light - Parabolic Rectangular:A28 - 0610x1219mm:A28 - 0610x1219mm:759156 |  | NO | N/A | 810 | N/A | 16777215 | N/A | N/A | N/A | N/A | N/A |  | 120 V/1-80 VA | N/A | Linked Revit Model : Clinic_A.rvt | UNSET |  |  | Level: Level 2 | UNSET | F | 0 | 2.680000 |  | 861.112833 | 0 | 0.050000 |  |  |  | 1.200000 |  |  | T8 or TH10, 1219mm, RAPID START, CRI=90 |  | N/A | UNSET | N/A | N/A | TRUE | N/A | 0 | N/A | 0 | 0 | 0 | 0 | 0 | UNSET | N/A | N/A | FIXED | N/A | Downlights | UNSET | N/A | D5020210 | N/A | N/A | N/A | 0 | L1 | 0 | N/A | N/A | N/A | 0 | UNSET | UNSET | 0 | 0 | 0 | 0 | 0 | [9 empty] | N/A | Lighting - Fluorescent |  |  | 23.80.70.11.14.11 |  |  | A28 |  |  |  | 1291.669250 | Lighting - Dwelling Unit | 1 | L42C | 8 |  |  | 1800.000000 | 32 or 30 | [8 empty] | Metal - Paint Finish - Dark Gray, Matte | Glass - White, High Luminance | Metal - Chrome
811 | 2A07 | 0 | 759199 | New Construction | N/A |  | 0 |  | 0 |  | 103373 | Point+HemiSpherical | 45678 |  | 53545 | REF TYPE MARK | 0 | A28 - 0610x1219mm | 0 | 86836 | 92925,92926,92927,92928,92929,92930,92931,103516,103517,103518,103519,103520,103521,103522,103523,103524 | 3nfyjyjOf1zQfCeH8h9iOH | 1 |  | M_Troffer Light - Parabolic Rectangular:A28 - 0610x1219mm:A28 - 0610x1219mm:759199 |  | NO | N/A | 811 | N/A | 16777215 | N/A | N/A | N/A | N/A | N/A |  | 120 V/1-80 VA | N/A | Linked Revit Model : Clinic_A.rvt | UNSET |  |  | Level: Level 2 | UNSET | F | 0 | 2.680000 |  | 861.112833 | 0 | 0.050000 |  |  |  | 1.200000 |  |  | T8 or TH10, 1219mm, RAPID START, CRI=90 |  | N/A | UNSET | N/A | N/A | TRUE | N/A | 0 | N/A | 0 | 0 | 0 | 0 | 0 | UNSET | N/A | N/A | FIXED | N/A | Downlights | UNSET | N/A | D5020210 | N/A | N/A | N/A | 0 | L1 | 0 | N/A | N/A | N/A | 0 | UNSET | UNSET | 0 | 0 | 0 | 0 | 0 | [9 empty] | N/A | Lighting - Fluorescent |  |  | 23.80.70.11.14.11 |  |  | A28 |  |  |  | 1291.669250 | Lighting - Dwelling Unit | 1 | L42C | 8 |  |  | 1800.000000 | 32 or 30 | [8 empty] | Metal - Paint Finish - Dark Gray, Matte | Glass - White, High Luminance | Metal - Chrome
812 | 2A07 | 0 | 759249 | New Construction | N/A |  | 0 |  | 0 |  | 103373 | Point+HemiSpherical | 45679 |  | 53546 | REF TYPE MARK | 0 | A28 - 0610x1219mm | 0 | 86835 | 92932,92933,92934,92935,92936,92937,92938,103516,103517,103518,103519,103520,103521,103522,103523,103524 | 3nfyjyjOf1zQfCeH8h9iPV | 1 |  | M_Troffer Light - Parabolic Rectangular:A28 - 0610x1219mm:A28 - 0610x1219mm:759249 |  | NO | N/A | 812 | N/A | 16777215 | N/A | N/A | N/A | N/A | N/A |  | 120 V/1-80 VA | N/A | Linked Revit Model : Clinic_A.rvt | UNSET |  |  | Level: Level 2 | UNSET | F | 0 | 2.680000 |  | 861.112833 | 0 | 0.050000 |  |  |  | 1.200000 |  |  | T8 or TH10, 1219mm, RAPID START, CRI=90 |  | N/A | UNSET | N/A | N/A | TRUE | N/A | 0 | N/A | 0 | 0 | 0 | 0 | 0 | UNSET | N/A | N/A | FIXED | N/A | Downlights | UNSET | N/A | D5020210 | N/A | N/A | N/A | 0 | L1 | 0 | N/A | N/A | N/A | 0 | UNSET | UNSET | 0 | 0 | 0 | 0 | 0 | [9 empty] | N/A | Lighting - Fluorescent |  |  | 23.80.70.11.14.11 |  |  | A28 |  |  |  | 1291.669250 | Lighting - Dwelling Unit | 1 | L42C | 8 |  |  | 1800.000000 | 32 or 30 | [8 empty] | Metal - Paint Finish - Dark Gray, Matte | Glass - White, High Luminance | Metal - Chrome
813 | 2A07 | 0 | 759301 | New Construction | N/A |  | 0 |  | 0 |  | 103373 | Point+HemiSpherical | 45680 |  | 53547 | REF TYPE MARK | 0 | A28 - 0610x1219mm | 0 | 86834 | 92939,92940,92941,92942,92943,92944,92945,103516,103517,103518,103519,103520,103521,103522,103523,103524 | 3nfyjyjOf1zQfCeH8h9iMB | 1 |  | M_Troffer Light - Parabolic Rectangular:A28 - 0610x1219mm:A28 - 0610x1219mm:759301 |  | NO | N/A | 813 | N/A | 16777215 | N/A | N/A | N/A | N/A | N/A |  | 120 V/1-80 VA | N/A | Linked Revit Model : Clinic_A.rvt | UNSET |  |  | Level: Level 2 | UNSET | F | 0 | 2.680000 |  | 861.112833 | 0 | 0.050000 |  |  |  | 1.200000 |  |  | T8 or TH10, 1219mm, RAPID START, CRI=90 |  | N/A | UNSET | N/A | N/A | TRUE | N/A | 0 | N/A | 0 | 0 | 0 | 0 | 0 | UNSET | N/A | N/A | FIXED | N/A | Downlights | UNSET | N/A | D5020210 | N/A | N/A | N/A | 0 | L1 | 0 | N/A | N/A | N/A | 0 | UNSET | UNSET | 0 | 0 | 0 | 0 | 0 | [9 empty] | N/A | Lighting - Fluorescent |  |  | 23.80.70.11.14.11 |  |  | A28 |  |  |  | 1291.669250 | Lighting - Dwelling Unit | 1 | L42C | 8 |  |  | 1800.000000 | 32 or 30 | [8 empty] | Metal - Paint Finish - Dark Gray, Matte | Glass - White, High Luminance | Metal - Chrome
1448 | 2A07 |  | 831258 | New Construction | N/A | [5 empty] | 103373 |  | 46135 |  | 43378 |  |  | Single Pole | 0 |  | 95981,95982,95983,95984,95985,95986,103554,103555,103556,103557,103558,103559 | 3q4w0ijjzFuh9My1IanVPO | 1 |  | M_Lighting Switches:Single Pole:Single Pole:831258 |  |  | N/A | 1448 | N/A |  | N/A | N/A | N/A | N/A | N/A |  | 120 V/1-0 VA | N/A | Linked Revit Model : Clinic_A.rvt |  |  |  | Level: Level 2 |  |  |  | 1.200000 |  | 0.000000 | [5 empty] | 1.200000 |  |  |  |  | N/A | UNSET | N/A | N/A | TRUE | N/A | 0 | N/A | 0 | 0 | 0 | 0 | 0 | UNSET | N/A | N/A | FIXED | N/A | Switches | UNSET | N/A |  | N/A | N/A | N/A | 0 | L1 | 0 | N/A | N/A | N/A | 0 | [16 empty] | N/A |  |  |  | 23.80.50.11.14 | [7 empty] | Other |  | L42C | 8 | [5 empty] | 1291.669250 | 0.000000
2338 | 2A07 |  | 967399 | New Construction | N/A | [5 empty] | 103373 |  | 47028 |  | 44254 |  |  | Standard | 0 |  | 101443,101444,101445,101446,101447,101448,103571,103572,103573,103574,103575 | 1ZhgLpwJLD8OCzRSS4her5 | 1 |  | M_Duplex Receptacle:Standard:Standard:967399 |  |  | N/A | 2338 | N/A |  | N/A | N/A | N/A | N/A | N/A |  | 120 V/1-180 VA | N/A | Linked Revit Model : Clinic_A.rvt | UNSET |  |  | Level: Level 2 |  |  |  | 0.500000 | [7 empty] | 0.460000 |  |  |  |  | N/A | UNSET | N/A | N/A | TRUE | N/A | 0 | N/A | 0 | 0 | 0 | 0 | 0 | UNSET | N/A | N/A | FIXED | N/A | Ground Fault Receptacles | UNSET | N/A |  | N/A | N/A | N/A | 0 | L1 | 0 | N/A | N/A | N/A | 0 | [16 empty] | N/A |  |  |  | 23.80.50.11.17 | [7 empty] | Receptacle |  | N22C | 6 | [5 empty] | 1291.669250 | 0.000000 | 765 | 1937.503875 | TRUE
2339 | 2A07 |  | 967484 | New Construction | N/A | [5 empty] | 103373 |  | 47029 |  | 44255 |  |  | Standard | 0 |  | 101449,101450,101451,101452,101453,101454,103571,103572,103573,103574,103575 | 1ZhgLpwJLD8OCzRSS4heoU | 1 |  | M_Duplex Receptacle:Standard:Standard:967484 |  |  | N/A | 2339 | N/A |  | N/A | N/A | N/A | N/A | N/A |  | 120 V/1-180 VA | N/A | Linked Revit Model : Clinic_A.rvt | UNSET |  |  | Level: Level 2 |  |  |  | 0.500000 | [7 empty] | 0.460000 |  |  |  |  | N/A | UNSET | N/A | N/A | TRUE | N/A | 0 | N/A | 0 | 0 | 0 | 0 | 0 | UNSET | N/A | N/A | FIXED | N/A | Ground Fault Receptacles | UNSET | N/A |  | N/A | N/A | N/A | 0 | L1 | 0 | N/A | N/A | N/A | 0 | [16 empty] | N/A |  |  |  | 23.80.50.11.17 | [7 empty] | Receptacle |  | N22C | 6 | [5 empty] | 1291.669250 | 0.000000 | 766 | 1937.503875 | TRUE
2340 | 2A07 |  | 967527 | New Construction | N/A | [5 empty] | 103373 |  | 47030 |  | 44256 |  |  | Standard | 0 |  | 101455,101456,101457,101458,101459,101460,103571,103572,103573,103574,103575 | 1ZhgLpwJLD8OCzRSS4hep5 | 1 |  | M_Duplex Receptacle:Standard:Standard:967527 |  |  | N/A | 2340 | N/A |  | N/A | N/A | N/A | N/A | N/A |  | 120 V/1-180 VA | N/A | Linked Revit Model : Clinic_A.rvt | UNSET |  |  | Level: Level 2 |  |  |  | 0.500000 | [7 empty] | 0.460000 |  |  |  |  | N/A | UNSET | N/A | N/A | TRUE | N/A | 0 | N/A | 0 | 0 | 0 | 0 | 0 | UNSET | N/A | N/A | FIXED | N/A | Ground Fault Receptacles | UNSET | N/A |  | N/A | N/A | N/A | 0 | L1 | 0 | N/A | N/A | N/A | 0 | [16 empty] | N/A |  |  |  | 23.80.50.11.17 | [7 empty] | Receptacle |  | N22C | 5 | [5 empty] | 1291.669250 | 0.000000 | 767 | 1937.503875 | TRUE
2341 | 2A07 |  | 967722 | New Construction | N/A | [5 empty] | 103373 |  | 47031 |  | 44257 |  |  | Standard | 0 |  | 101461,101462,101463,101464,101465,101466,103571,103572,103573,103574,103575 | 1ZhgLpwJLD8OCzRSS4hek8 | 1 |  | M_Duplex Receptacle:Standard:Standard:967722 |  |  | N/A | 2341 | N/A |  | N/A | N/A | N/A | N/A | N/A |  | 120 V/1-180 VA | N/A | Linked Revit Model : Clinic_A.rvt | UNSET |  |  | Level: Level 2 |  |  |  | 0.500000 | [7 empty] | 0.460000 |  |  |  |  | N/A | UNSET | N/A | N/A | TRUE | N/A | 0 | N/A | 0 | 0 | 0 | 0 | 0 | UNSET | N/A | N/A | FIXED | N/A | Ground Fault Receptacles | UNSET | N/A |  | N/A | N/A | N/A | 0 | L1 | 0 | N/A | N/A | N/A | 0 | [16 empty] | N/A |  |  |  | 23.80.50.11.17 | [7 empty] | Receptacle |  | N22C | 6 | [5 empty] | 1291.669250 | 0.000000 | 768 | 1937.503875 | TRUE
2342 | 2A07 |  | 967765 | New Construction | N/A | [5 empty] | 103373 |  | 47032 |  | 44258 |  |  | Standard | 0 |  | 101467,101468,101469,101470,101471,101472,103571,103572,103573,103574,103575 | 1ZhgLpwJLD8OCzRSS4helt | 1 |  | M_Duplex Receptacle:Standard:Standard:967765 |  |  | N/A | 2342 | N/A |  | N/A | N/A | N/A | N/A | N/A |  | 120 V/1-180 VA | N/A | Linked Revit Model : Clinic_A.rvt | UNSET |  |  | Level: Level 2 |  |  |  | 0.500000 | [7 empty] | 0.460000 |  |  |  |  | N/A | UNSET | N/A | N/A | TRUE | N/A | 0 | N/A | 0 | 0 | 0 | 0 | 0 | UNSET | N/A | N/A | FIXED | N/A | Ground Fault Receptacles | UNSET | N/A |  | N/A | N/A | N/A | 0 | L1 | 0 | N/A | N/A | N/A | 0 | [16 empty] | N/A |  |  |  | 23.80.50.11.17 | [7 empty] | Receptacle |  | N22C | 6 | [5 empty] | 1291.669250 | 0.000000 | 769 | 1937.503875 | TRUE
2343 | 2A07 |  | 967808 | New Construction | N/A | [5 empty] | 103373 |  | 47033 |  | 44259 |  |  | Standard | 0 |  | 101473,101474,101475,101476,101477,101478,103571,103572,103573,103574,103575 | 1ZhgLpwJLD8OCzRSS4heiY | 1 |  | M_Duplex Receptacle:Standard:Standard:967808 |  |  | N/A | 2343 | N/A |  | N/A | N/A | N/A | N/A | N/A |  | 120 V/1-180 VA | N/A | Linked Revit Model : Clinic_A.rvt | UNSET |  |  | Level: Level 2 |  |  |  | 0.500000 | [7 empty] | 0.460000 |  |  |  |  | N/A | UNSET | N/A | N/A | TRUE | N/A | 0 | N/A | 0 | 0 | 0 | 0 | 0 | UNSET | N/A | N/A | FIXED | N/A | Ground Fault Receptacles | UNSET | N/A |  | N/A | N/A | N/A | 0 | L1 | 0 | N/A | N/A | N/A | 0 | [16 empty] | N/A |  |  |  | 23.80.50.11.17 | [7 empty] | Receptacle |  | N22C | 6 | [5 empty] | 1291.669250 | 0.000000 | 770 | 1937.503875 | TRUE
2344 | 2A07 |  | 967851 | New Construction | N/A | [5 empty] | 103373 |  | 47034 |  | 44260 |  |  | Standard | 0 |  | 101479,101480,101481,101482,101483,101484,103571,103572,103573,103574,103575 | 1ZhgLpwJLD8OCzRSS4hei9 | 1 |  | M_Duplex Receptacle:Standard:Standard:967851 |  |  | N/A | 2344 | N/A |  | N/A | N/A | N/A | N/A | N/A |  | 120 V/1-180 VA | N/A | Linked Revit Model : Clinic_A.rvt | UNSET |  |  | Level: Level 2 |  |  |  | 0.500000 | [7 empty] | 0.460000 |  |  |  |  | N/A | UNSET | N/A | N/A | TRUE | N/A | 0 | N/A | 0 | 0 | 0 | 0 | 0 | UNSET | N/A | N/A | FIXED | N/A | Ground Fault Receptacles | UNSET | N/A |  | N/A | N/A | N/A | 0 | L1 | 0 | N/A | N/A | N/A | 0 | [16 empty] | N/A |  |  |  | 23.80.50.11.17 | [7 empty] | Receptacle |  | N22C | 6 | [5 empty] | 1291.669250 | 0.000000 | 771 | 1937.503875 | TRUE
806 | 2A08 | 0 | 758896 | New Construction | N/A |  | 0 |  | 0 |  | 103383 | Point+HemiSpherical | 45673 |  | 53540 | REF TYPE MARK | 0 | A28 - 0610x1219mm | 0 | 86841 | 92890,92891,92892,92893,92894,92895,92896,103516,103517,103518,103519,103520,103521,103522,103523,103524 | 3nfyjyjOf1zQfCeH8h9iV_ | 1 |  | M_Troffer Light - Parabolic Rectangular:A28 - 0610x1219mm:A28 - 0610x1219mm:758896 |  | NO | N/A | 806 | N/A | 16777215 | N/A | N/A | N/A | N/A | N/A |  | 120 V/1-80 VA | N/A | Linked Revit Model : Clinic_A.rvt | UNSET |  |  | Level: Level 2 | UNSET | F | 0 | 2.680000 |  | 861.112833 | 0 | 0.050000 |  |  |  | 1.200000 |  |  | T8 or TH10, 1219mm, RAPID START, CRI=90 |  | N/A | UNSET | N/A | N/A | TRUE | N/A | 0 | N/A | 0 | 0 | 0 | 0 | 0 | UNSET | N/A | N/A | FIXED | N/A | Downlights | UNSET | N/A | D5020210 | N/A | N/A | N/A | 0 | L1 | 0 | N/A | N/A | N/A | 0 | UNSET | UNSET | 0 | 0 | 0 | 0 | 0 | [9 empty] | N/A | Lighting - Fluorescent |  |  | 23.80.70.11.14.11 |  |  | A28 |  |  |  | 1291.669250 | Lighting - Dwelling Unit | 1 | L42C | 4 |  |  | 1800.000000 | 32 or 30 | [8 empty] | Metal - Paint Finish - Dark Gray, Matte | Glass - White, High Luminance | Metal - Chrome
807 | 2A08 | 0 | 758959 | New Construction | N/A |  | 0 |  | 0 |  | 103383 | Point+HemiSpherical | 45674 |  | 53541 | REF TYPE MARK | 0 | A28 - 0610x1219mm | 0 | 86840 | 92897,92898,92899,92900,92901,92902,92903,103516,103517,103518,103519,103520,103521,103522,103523,103524 | 3nfyjyjOf1zQfCeH8h9iSX | 1 |  | M_Troffer Light - Parabolic Rectangular:A28 - 0610x1219mm:A28 - 0610x1219mm:758959 |  | NO | N/A | 807 | N/A | 16777215 | N/A | N/A | N/A | N/A | N/A |  | 120 V/1-80 VA | N/A | Linked Revit Model : Clinic_A.rvt | UNSET |  |  | Level: Level 2 | UNSET | F | 0 | 2.680000 |  | 861.112833 | 0 | 0.050000 |  |  |  | 1.200000 |  |  | T8 or TH10, 1219mm, RAPID START, CRI=90 |  | N/A | UNSET | N/A | N/A | TRUE | N/A | 0 | N/A | 0 | 0 | 0 | 0 | 0 | UNSET | N/A | N/A | FIXED | N/A | Downlights | UNSET | N/A | D5020210 | N/A | N/A | N/A | 0 | L1 | 0 | N/A | N/A | N/A | 0 | UNSET | UNSET | 0 | 0 | 0 | 0 | 0 | [9 empty] | N/A | Lighting - Fluorescent |  |  | 23.80.70.11.14.11 |  |  | A28 |  |  |  | 1291.669250 | Lighting - Dwelling Unit | 1 | L42C | 4 |  |  | 1800.000000 | 32 or 30 | [8 empty] | Metal - Paint Finish - Dark Gray, Matte | Glass - White, High Luminance | Metal - Chrome
808 | 2A08 | 0 | 759007 | New Construction | N/A |  | 0 |  | 0 |  | 103383 | Point+HemiSpherical | 45675 |  | 53542 | REF TYPE MARK | 0 | A28 - 0610x1219mm | 0 | 86839 | 92904,92905,92906,92907,92908,92909,92910,103516,103517,103518,103519,103520,103521,103522,103523,103524 | 3nfyjyjOf1zQfCeH8h9iTH | 1 |  | M_Troffer Light - Parabolic Rectangular:A28 - 0610x1219mm:A28 - 0610x1219mm:759007 |  | NO | N/A | 808 | N/A | 16777215 | N/A | N/A | N/A | N/A | N/A |  | 120 V/1-80 VA | N/A | Linked Revit Model : Clinic_A.rvt | UNSET |  |  | Level: Level 2 | UNSET | F | 0 | 2.680000 |  | 861.112833 | 0 | 0.050000 |  |  |  | 1.200000 |  |  | T8 or TH10, 1219mm, RAPID START, CRI=90 |  | N/A | UNSET | N/A | N/A | TRUE | N/A | 0 | N/A | 0 | 0 | 0 | 0 | 0 | UNSET | N/A | N/A | FIXED | N/A | Downlights | UNSET | N/A | D5020210 | N/A | N/A | N/A | 0 | L1 | 0 | N/A | N/A | N/A | 0 | UNSET | UNSET | 0 | 0 | 0 | 0 | 0 | [9 empty] | N/A | Lighting - Fluorescent |  |  | 23.80.70.11.14.11 |  |  | A28 |  |  |  | 1291.669250 | Lighting - Dwelling Unit | 1 | L42C | 4 |  |  | 1800.000000 | 32 or 30 | [8 empty] | Metal - Paint Finish - Dark Gray, Matte | Glass - White, High Luminance | Metal - Chrome
809 | 2A08 | 0 | 759055 | New Construction | N/A |  | 0 |  | 0 |  | 103383 | Point+HemiSpherical | 45676 |  | 53543 | REF TYPE MARK | 0 | A28 - 0610x1219mm | 0 | 86838 | 92911,92912,92913,92914,92915,92916,92917,103516,103517,103518,103519,103520,103521,103522,103523,103524 | 3nfyjyjOf1zQfCeH8h9iQ1 | 1 |  | M_Troffer Light - Parabolic Rectangular:A28 - 0610x1219mm:A28 - 0610x1219mm:759055 |  | NO | N/A | 809 | N/A | 16777215 | N/A | N/A | N/A | N/A | N/A |  | 120 V/1-80 VA | N/A | Linked Revit Model : Clinic_A.rvt | UNSET |  |  | Level: Level 2 | UNSET | F | 0 | 2.680000 |  | 861.112833 | 0 | 0.050000 |  |  |  | 1.200000 |  |  | T8 or TH10, 1219mm, RAPID START, CRI=90 |  | N/A | UNSET | N/A | N/A | TRUE | N/A | 0 | N/A | 0 | 0 | 0 | 0 | 0 | UNSET | N/A | N/A | FIXED | N/A | Downlights | UNSET | N/A | D5020210 | N/A | N/A | N/A | 0 | L1 | 0 | N/A | N/A | N/A | 0 | UNSET | UNSET | 0 | 0 | 0 | 0 | 0 | [9 empty] | N/A | Lighting - Fluorescent |  |  | 23.80.70.11.14.11 |  |  | A28 |  |  |  | 1291.669250 | Lighting - Dwelling Unit | 1 | L42C | 4 |  |  | 1800.000000 | 32 or 30 | [8 empty] | Metal - Paint Finish - Dark Gray, Matte | Glass - White, High Luminance | Metal - Chrome
1447 | 2A08 |  | 831153 | New Construction | N/A | [5 empty] | 103383 |  | 46134 |  | 43377 |  |  | Single Pole | 0 |  | 95975,95976,95977,95978,95979,95980,103554,103555,103556,103557,103558,103559 | 3q4w0ijjzFuh9My1IanVVp | 1 |  | M_Lighting Switches:Single Pole:Single Pole:831153 |  |  | N/A | 1447 | N/A |  | N/A | N/A | N/A | N/A | N/A |  | 120 V/1-0 VA | N/A | Linked Revit Model : Clinic_A.rvt |  |  |  | Level: Level 2 |  |  |  | 1.200000 |  | 0.000000 | [5 empty] | 1.200000 |  |  |  |  | N/A | UNSET | N/A | N/A | TRUE | N/A | 0 | N/A | 0 | 0 | 0 | 0 | 0 | UNSET | N/A | N/A | FIXED | N/A | Switches | UNSET | N/A |  | N/A | N/A | N/A | 0 | L1 | 0 | N/A | N/A | N/A | 0 | [16 empty] | N/A |  |  |  | 23.80.50.11.14 | [7 empty] | Other |  | L42C | 4 | [5 empty] | 1291.669250 | 0.000000
2330 | 2A08 |  | 966903 | New Construction | N/A | [5 empty] | 103383 |  | 47020 |  | 44246 |  |  | Standard | 0 |  | 101395,101396,101397,101398,101399,101400,103571,103572,103573,103574,103575 | 1ZhgLpwJLD8OCzRSS4hezL | 1 |  | M_Duplex Receptacle:Standard:Standard:966903 |  |  | N/A | 2330 | N/A |  | N/A | N/A | N/A | N/A | N/A |  | 120 V/1-180 VA | N/A | Linked Revit Model : Clinic_A.rvt | UNSET |  |  | Level: Level 2 |  |  |  | 0.500000 | [7 empty] | 0.460000 |  |  |  |  | N/A | UNSET | N/A | N/A | TRUE | N/A | 0 | N/A | 0 | 0 | 0 | 0 | 0 | UNSET | N/A | N/A | FIXED | N/A | Ground Fault Receptacles | UNSET | N/A |  | N/A | N/A | N/A | 0 | L1 | 0 | N/A | N/A | N/A | 0 | [16 empty] | N/A |  |  |  | 23.80.50.11.17 | [7 empty] | Receptacle |  | N22C | 4 | [5 empty] | 1291.669250 | 0.000000 | 757 | 1937.503875 | TRUE
2331 | 2A08 |  | 966956 | New Construction | N/A | [5 empty] | 103383 |  | 47021 |  | 44247 |  |  | Standard | 0 |  | 101401,101402,101403,101404,101405,101406,103571,103572,103573,103574,103575 | 1ZhgLpwJLD8OCzRSS4hewE | 1 |  | M_Duplex Receptacle:Standard:Standard:966956 |  |  | N/A | 2331 | N/A |  | N/A | N/A | N/A | N/A | N/A |  | 120 V/1-180 VA | N/A | Linked Revit Model : Clinic_A.rvt | UNSET |  |  | Level: Level 2 |  |  |  | 0.500000 | [7 empty] | 0.460000 |  |  |  |  | N/A | UNSET | N/A | N/A | TRUE | N/A | 0 | N/A | 0 | 0 | 0 | 0 | 0 | UNSET | N/A | N/A | FIXED | N/A | Ground Fault Receptacles | UNSET | N/A |  | N/A | N/A | N/A | 0 | L1 | 0 | N/A | N/A | N/A | 0 | [16 empty] | N/A |  |  |  | 23.80.50.11.17 | [7 empty] | Receptacle |  | N22C | 4 | [5 empty] | 1291.669250 | 0.000000 | 758 | 1937.503875 | TRUE
2332 | 2A08 |  | 967029 | New Construction | N/A | [5 empty] | 103383 |  | 47022 |  | 44248 |  |  | Standard | 0 |  | 101407,101408,101409,101410,101411,101412,103571,103572,103573,103574,103575 | 1ZhgLpwJLD8OCzRSS4hexN | 1 |  | M_Duplex Receptacle:Standard:Standard:967029 |  |  | N/A | 2332 | N/A |  | N/A | N/A | N/A | N/A | N/A |  | 120 V/1-180 VA | N/A | Linked Revit Model : Clinic_A.rvt | UNSET |  |  | Level: Level 2 |  |  |  | 0.500000 | [7 empty] | 0.460000 |  |  |  |  | N/A | UNSET | N/A | N/A | TRUE | N/A | 0 | N/A | 0 | 0 | 0 | 0 | 0 | UNSET | N/A | N/A | FIXED | N/A | Ground Fault Receptacles | UNSET | N/A |  | N/A | N/A | N/A | 0 | L1 | 0 | N/A | N/A | N/A | 0 | [16 empty] | N/A |  |  |  | 23.80.50.11.17 | [7 empty] | Receptacle |  | N22C | 4 | [5 empty] | 1291.669250 | 0.000000 | 759 | 1937.503875 | TRUE
2333 | 2A08 |  | 967072 | New Construction | N/A | [5 empty] | 103383 |  | 47023 |  | 44249 |  |  | Standard | 0 |  | 101413,101414,101415,101416,101417,101418,103571,103572,103573,103574,103575 | 1ZhgLpwJLD8OCzRSS4heu2 | 1 |  | M_Duplex Receptacle:Standard:Standard:967072 |  |  | N/A | 2333 | N/A |  | N/A | N/A | N/A | N/A | N/A |  | 120 V/1-180 VA | N/A | Linked Revit Model : Clinic_A.rvt | UNSET |  |  | Level: Level 2 |  |  |  | 0.500000 | [7 empty] | 0.460000 |  |  |  |  | N/A | UNSET | N/A | N/A | TRUE | N/A | 0 | N/A | 0 | 0 | 0 | 0 | 0 | UNSET | N/A | N/A | FIXED | N/A | Ground Fault Receptacles | UNSET | N/A |  | N/A | N/A | N/A | 0 | L1 | 0 | N/A | N/A | N/A | 0 | [16 empty] | N/A |  |  |  | 23.80.50.11.17 | [7 empty] | Receptacle |  | N22C | 4 | [5 empty] | 1291.669250 | 0.000000 | 760 | 1937.503875 | TRUE
2334 | 2A08 |  | 967115 | New Construction | N/A | [5 empty] | 103383 |  | 47024 |  | 44250 |  |  | Standard | 0 |  | 101419,101420,101421,101422,101423,101424,103571,103572,103573,103574,103575 | 1ZhgLpwJLD8OCzRSS4hevf | 1 |  | M_Duplex Receptacle:Standard:Standard:967115 |  |  | N/A | 2334 | N/A |  | N/A | N/A | N/A | N/A | N/A |  | 120 V/1-180 VA | N/A | Linked Revit Model : Clinic_A.rvt | UNSET |  |  | Level: Level 2 |  |  |  | 0.500000 | [7 empty] | 0.460000 |  |  |  |  | N/A | UNSET | N/A | N/A | TRUE | N/A | 0 | N/A | 0 | 0 | 0 | 0 | 0 | UNSET | N/A | N/A | FIXED | N/A | Ground Fault Receptacles | UNSET | N/A |  | N/A | N/A | N/A | 0 | L1 | 0 | N/A | N/A | N/A | 0 | [16 empty] | N/A |  |  |  | 23.80.50.11.17 | [7 empty] | Receptacle |  | N22C | 4 | [5 empty] | 1291.669250 | 0.000000 | 761 | 1937.503875 | TRUE
2335 | 2A08 |  | 967264 | New Construction | N/A | [5 empty] | 103383 |  | 47025 |  | 44251 |  |  | Standard | 0 |  | 101425,101426,101427,101428,101429,101430,103571,103572,103573,103574,103575 | 1ZhgLpwJLD8OCzRSS4het2 | 1 |  | M_Duplex Receptacle:Standard:Standard:967264 |  |  | N/A | 2335 | N/A |  | N/A | N/A | N/A | N/A | N/A |  | 120 V/1-180 VA | N/A | Linked Revit Model : Clinic_A.rvt | UNSET |  |  | Level: Level 2 |  |  |  | 0.500000 | [7 empty] | 0.460000 |  |  |  |  | N/A | UNSET | N/A | N/A | TRUE | N/A | 0 | N/A | 0 | 0 | 0 | 0 | 0 | UNSET | N/A | N/A | FIXED | N/A | Ground Fault Receptacles | UNSET | N/A |  | N/A | N/A | N/A | 0 | L1 | 0 | N/A | N/A | N/A | 0 | [16 empty] | N/A |  |  |  | 23.80.50.11.17 | [7 empty] | Receptacle |  | N22C | 3 | [5 empty] | 1291.669250 | 0.000000 | 762 | 1937.503875 | TRUE
2336 | 2A08 |  | 967282 | New Construction | N/A | [5 empty] | 103383 |  | 47026 |  | 44252 |  |  | Standard | 0 |  | 101431,101432,101433,101434,101435,101436,103571,103572,103573,103574,103575 | 1ZhgLpwJLD8OCzRSS4hetG | 1 |  | M_Duplex Receptacle:Standard:Standard:967282 |  |  | N/A | 2336 | N/A |  | N/A | N/A | N/A | N/A | N/A |  | 120 V/1-180 VA | N/A | Linked Revit Model : Clinic_A.rvt | UNSET |  |  | Level: Level 2 |  |  |  | 0.500000 | [7 empty] | 0.460000 |  |  |  |  | N/A | UNSET | N/A | N/A | TRUE | N/A | 0 | N/A | 0 | 0 | 0 | 0 | 0 | UNSET | N/A | N/A | FIXED | N/A | Ground Fault Receptacles | UNSET | N/A |  | N/A | N/A | N/A | 0 | L1 | 0 | N/A | N/A | N/A | 0 | [16 empty] | N/A |  |  |  | 23.80.50.11.17 | [7 empty] | Receptacle |  | N22C | 4 | [5 empty] | 1291.669250 | 0.000000 | 763 | 1937.503875 | TRUE
2337 | 2A08 |  | 967336 | New Construction | N/A | [5 empty] | 103383 |  | 47027 |  | 44253 |  |  | Standard | 0 |  | 101437,101438,101439,101440,101441,101442,103571,103572,103573,103574,103575 | 1ZhgLpwJLD8OCzRSS4heqA | 1 |  | M_Duplex Receptacle:Standard:Standard:967336 |  |  | N/A | 2337 | N/A |  | N/A | N/A | N/A | N/A | N/A |  | 120 V/1-180 VA | N/A | Linked Revit Model : Clinic_A.rvt | UNSET |  |  | Level: Level 2 |  |  |  | 0.500000 | [7 empty] | 0.460000 |  |  |  |  | N/A | UNSET | N/A | N/A | TRUE | N/A | 0 | N/A | 0 | 0 | 0 | 0 | 0 | UNSET | N/A | N/A | FIXED | N/A | Ground Fault Receptacles | UNSET | N/A |  | N/A | N/A | N/A | 0 | L1 | 0 | N/A | N/A | N/A | 0 | [16 empty] | N/A |  |  |  | 23.80.50.11.17 | [7 empty] | Receptacle |  | N22C | 4 | [5 empty] | 1291.669250 | 0.000000 | 764 | 1937.503875 | TRUE
802 | 2A09 | 0 | 758733 | New Construction | N/A |  | 0 |  | 0 |  | 103382 | Point+HemiSpherical | 45669 |  | 53536 | REF TYPE MARK | 0 | A28 - 0610x1219mm | 0 | 86845 | 92862,92863,92864,92865,92866,92867,92868,103516,103517,103518,103519,103520,103521,103522,103523,103524 | 3nfyjyjOf1zQfCeH8h9i13 | 1 |  | M_Troffer Light - Parabolic Rectangular:A28 - 0610x1219mm:A28 - 0610x1219mm:758733 |  | NO | N/A | 802 | N/A | 16777215 | N/A | N/A | N/A | N/A | N/A |  | 120 V/1-80 VA | N/A | Linked Revit Model : Clinic_A.rvt | UNSET |  |  | Level: Level 2 | UNSET | F | 0 | 2.680000 |  | 861.112833 | 0 | 0.050000 |  |  |  | 1.200000 |  |  | T8 or TH10, 1219mm, RAPID START, CRI=90 |  | N/A | UNSET | N/A | N/A | TRUE | N/A | 0 | N/A | 0 | 0 | 0 | 0 | 0 | UNSET | N/A | N/A | FIXED | N/A | Downlights | UNSET | N/A | D5020210 | N/A | N/A | N/A | 0 | L1 | 0 | N/A | N/A | N/A | 0 | UNSET | UNSET | 0 | 0 | 0 | 0 | 0 | [9 empty] | N/A | Lighting - Fluorescent |  |  | 23.80.70.11.14.11 |  |  | A28 |  |  |  | 1291.669250 | Lighting - Dwelling Unit | 1 | L42C | 4 |  |  | 1800.000000 | 32 or 30 | [8 empty] | Metal - Paint Finish - Dark Gray, Matte | Glass - White, High Luminance | Metal - Chrome
803 | 2A09 | 0 | 758776 | New Construction | N/A |  | 0 |  | 0 |  | 103382 | Point+HemiSpherical | 45670 |  | 53537 | REF TYPE MARK | 0 | A28 - 0610x1219mm | 0 | 86844 | 92869,92870,92871,92872,92873,92874,92875,103516,103517,103518,103519,103520,103521,103522,103523,103524 | 3nfyjyjOf1zQfCeH8h9i1s | 1 |  | M_Troffer Light - Parabolic Rectangular:A28 - 0610x1219mm:A28 - 0610x1219mm:758776 |  | NO | N/A | 803 | N/A | 16777215 | N/A | N/A | N/A | N/A | N/A |  | 120 V/1-80 VA | N/A | Linked Revit Model : Clinic_A.rvt | UNSET |  |  | Level: Level 2 | UNSET | F | 0 | 2.680000 |  | 861.112833 | 0 | 0.050000 |  |  |  | 1.200000 |  |  | T8 or TH10, 1219mm, RAPID START, CRI=90 |  | N/A | UNSET | N/A | N/A | TRUE | N/A | 0 | N/A | 0 | 0 | 0 | 0 | 0 | UNSET | N/A | N/A | FIXED | N/A | Downlights | UNSET | N/A | D5020210 | N/A | N/A | N/A | 0 | L1 | 0 | N/A | N/A | N/A | 0 | UNSET | UNSET | 0 | 0 | 0 | 0 | 0 | [9 empty] | N/A | Lighting - Fluorescent |  |  | 23.80.70.11.14.11 |  |  | A28 |  |  |  | 1291.669250 | Lighting - Dwelling Unit | 1 | L42C | 4 |  |  | 1800.000000 | 32 or 30 | [8 empty] | Metal - Paint Finish - Dark Gray, Matte | Glass - White, High Luminance | Metal - Chrome
804 | 2A09 | 0 | 758823 | New Construction | N/A |  | 0 |  | 0 |  | 103382 | Point+HemiSpherical | 45671 |  | 53538 | REF TYPE MARK | 0 | A28 - 0610x1219mm | 0 | 86843 | 92876,92877,92878,92879,92880,92881,92882,103516,103517,103518,103519,103520,103521,103522,103523,103524 | 3nfyjyjOf1zQfCeH8h9iUf | 1 |  | M_Troffer Light - Parabolic Rectangular:A28 - 0610x1219mm:A28 - 0610x1219mm:758823 |  | NO | N/A | 804 | N/A | 16777215 | N/A | N/A | N/A | N/A | N/A |  | 120 V/1-80 VA | N/A | Linked Revit Model : Clinic_A.rvt | UNSET |  |  | Level: Level 2 | UNSET | F | 0 | 2.680000 |  | 861.112833 | 0 | 0.050000 |  |  |  | 1.200000 |  |  | T8 or TH10, 1219mm, RAPID START, CRI=90 |  | N/A | UNSET | N/A | N/A | TRUE | N/A | 0 | N/A | 0 | 0 | 0 | 0 | 0 | UNSET | N/A | N/A | FIXED | N/A | Downlights | UNSET | N/A | D5020210 | N/A | N/A | N/A | 0 | L1 | 0 | N/A | N/A | N/A | 0 | UNSET | UNSET | 0 | 0 | 0 | 0 | 0 | [9 empty] | N/A | Lighting - Fluorescent |  |  | 23.80.70.11.14.11 |  |  | A28 |  |  |  | 1291.669250 | Lighting - Dwelling Unit | 1 | L42C | 4 |  |  | 1800.000000 | 32 or 30 | [8 empty] | Metal - Paint Finish - Dark Gray, Matte | Glass - White, High Luminance | Metal - Chrome
805 | 2A09 | 0 | 758854 | New Construction | N/A |  | 0 |  | 0 |  | 103382 | Point+HemiSpherical | 45672 |  | 53539 | REF TYPE MARK | 0 | A28 - 0610x1219mm | 0 | 86842 | 92883,92884,92885,92886,92887,92888,92889,103516,103517,103518,103519,103520,103521,103522,103523,103524 | 3nfyjyjOf1zQfCeH8h9iV8 | 1 |  | M_Troffer Light - Parabolic Rectangular:A28 - 0610x1219mm:A28 - 0610x1219mm:758854 |  | NO | N/A | 805 | N/A | 16777215 | N/A | N/A | N/A | N/A | N/A |  | 120 V/1-80 VA | N/A | Linked Revit Model : Clinic_A.rvt | UNSET |  |  | Level: Level 2 | UNSET | F | 0 | 2.680000 |  | 861.112833 | 0 | 0.050000 |  |  |  | 1.200000 |  |  | T8 or TH10, 1219mm, RAPID START, CRI=90 |  | N/A | UNSET | N/A | N/A | TRUE | N/A | 0 | N/A | 0 | 0 | 0 | 0 | 0 | UNSET | N/A | N/A | FIXED | N/A | Downlights | UNSET | N/A | D5020210 | N/A | N/A | N/A | 0 | L1 | 0 | N/A | N/A | N/A | 0 | UNSET | UNSET | 0 | 0 | 0 | 0 | 0 | [9 empty] | N/A | Lighting - Fluorescent |  |  | 23.80.70.11.14.11 |  |  | A28 |  |  |  | 1291.669250 | Lighting - Dwelling Unit | 1 | L42C | 4 |  |  | 1800.000000 | 32 or 30 | [8 empty] | Metal - Paint Finish - Dark Gray, Matte | Glass - White, High Luminance | Metal - Chrome
1443 | 2A09 |  | 830720 | New Construction | N/A | [5 empty] | 103382 |  | 46130 |  | 43373 |  |  | Single Pole | 0 |  | 95951,95952,95953,95954,95955,95956,103554,103555,103556,103557,103558,103559 | 3q4w0ijjzFuh9My1IanVH2 | 1 |  | M_Lighting Switches:Single Pole:Single Pole:830720 |  |  | N/A | 1443 | N/A |  | N/A | N/A | N/A | N/A | N/A |  | 120 V/1-0 VA | N/A | Linked Revit Model : Clinic_A.rvt |  |  |  | Level: Level 2 |  |  |  | 1.200000 |  | 0.000000 | [5 empty] | 1.200000 |  |  |  |  | N/A | UNSET | N/A | N/A | TRUE | N/A | 0 | N/A | 0 | 0 | 0 | 0 | 0 | UNSET | N/A | N/A | FIXED | N/A | Switches | UNSET | N/A |  | N/A | N/A | N/A | 0 | L1 | 0 | N/A | N/A | N/A | 0 | [16 empty] | N/A |  |  |  | 23.80.50.11.14 | [7 empty] | Other |  | L42C | 4 | [5 empty] | 1291.669250 | 0.000000
2322 | 2A09 |  | 966466 | New Construction | N/A | [5 empty] | 103382 |  | 47012 |  | 44238 |  |  | Standard | 0 |  | 101347,101348,101349,101350,101351,101352,103571,103572,103573,103574,103575 | 1ZhgLpwJLD8OCzRSS4hl3W | 1 |  | M_Duplex Receptacle:Standard:Standard:966466 |  |  | N/A | 2322 | N/A |  | N/A | N/A | N/A | N/A | N/A |  | 120 V/1-180 VA | N/A | Linked Revit Model : Clinic_A.rvt | UNSET |  |  | Level: Level 2 |  |  |  | 0.500000 | [7 empty] | 0.460000 |  |  |  |  | N/A | UNSET | N/A | N/A | TRUE | N/A | 0 | N/A | 0 | 0 | 0 | 0 | 0 | UNSET | N/A | N/A | FIXED | N/A | Ground Fault Receptacles | UNSET | N/A |  | N/A | N/A | N/A | 0 | L1 | 0 | N/A | N/A | N/A | 0 | [16 empty] | N/A |  |  |  | 23.80.50.11.17 | [7 empty] | Receptacle |  | N22C | 1 | [5 empty] | 1291.669250 | 0.000000 | 749 | 1937.503875 | TRUE
2323 | 2A09 |  | 966520 | New Construction | N/A | [5 empty] | 103382 |  | 47013 |  | 44239 |  |  | Standard | 0 |  | 101353,101354,101355,101356,101357,101358,103571,103572,103573,103574,103575 | 1ZhgLpwJLD8OCzRSS4hl3Q | 1 |  | M_Duplex Receptacle:Standard:Standard:966520 |  |  | N/A | 2323 | N/A |  | N/A | N/A | N/A | N/A | N/A |  | 120 V/1-180 VA | N/A | Linked Revit Model : Clinic_A.rvt | UNSET |  |  | Level: Level 2 |  |  |  | 0.500000 | [7 empty] | 0.460000 |  |  |  |  | N/A | UNSET | N/A | N/A | TRUE | N/A | 0 | N/A | 0 | 0 | 0 | 0 | 0 | UNSET | N/A | N/A | FIXED | N/A | Ground Fault Receptacles | UNSET | N/A |  | N/A | N/A | N/A | 0 | L1 | 0 | N/A | N/A | N/A | 0 | [16 empty] | N/A |  |  |  | 23.80.50.11.17 | [7 empty] | Receptacle |  | N22C | 2 | [5 empty] | 1291.669250 | 0.000000 | 750 | 1937.503875 | TRUE
2324 | 2A09 |  | 966604 | New Construction | N/A | [5 empty] | 103382 |  | 47014 |  | 44240 |  |  | Standard | 0 |  | 101359,101360,101361,101362,101363,101364,103571,103572,103573,103574,103575 | 1ZhgLpwJLD8OCzRSS4hl1k | 1 |  | M_Duplex Receptacle:Standard:Standard:966604 |  |  | N/A | 2324 | N/A |  | N/A | N/A | N/A | N/A | N/A |  | 120 V/1-180 VA | N/A | Linked Revit Model : Clinic_A.rvt | UNSET |  |  | Level: Level 2 |  |  |  | 0.500000 | [7 empty] | 0.460000 |  |  |  |  | N/A | UNSET | N/A | N/A | TRUE | N/A | 0 | N/A | 0 | 0 | 0 | 0 | 0 | UNSET | N/A | N/A | FIXED | N/A | Ground Fault Receptacles | UNSET | N/A |  | N/A | N/A | N/A | 0 | L1 | 0 | N/A | N/A | N/A | 0 | [16 empty] | N/A |  |  |  | 23.80.50.11.17 | [7 empty] | Receptacle |  | N22C | 2 | [5 empty] | 1291.669250 | 0.000000 | 751 | 1937.503875 | TRUE
2325 | 2A09 |  | 966657 | New Construction | N/A | [5 empty] | 103382 |  | 47015 |  | 44241 |  |  | Standard | 0 |  | 101365,101366,101367,101368,101369,101370,103571,103572,103573,103574,103575 | 1ZhgLpwJLD8OCzRSS4he_Z | 1 |  | M_Duplex Receptacle:Standard:Standard:966657 |  |  | N/A | 2325 | N/A |  | N/A | N/A | N/A | N/A | N/A |  | 120 V/1-180 VA | N/A | Linked Revit Model : Clinic_A.rvt | UNSET |  |  | Level: Level 2 |  |  |  | 0.500000 | [7 empty] | 0.460000 |  |  |  |  | N/A | UNSET | N/A | N/A | TRUE | N/A | 0 | N/A | 0 | 0 | 0 | 0 | 0 | UNSET | N/A | N/A | FIXED | N/A | Ground Fault Receptacles | UNSET | N/A |  | N/A | N/A | N/A | 0 | L1 | 0 | N/A | N/A | N/A | 0 | [16 empty] | N/A |  |  |  | 23.80.50.11.17 | [7 empty] | Receptacle |  | N22C | 2 | [5 empty] | 1291.669250 | 0.000000 | 752 | 1937.503875 | TRUE
2326 | 2A09 |  | 966700 | New Construction | N/A | [5 empty] | 103382 |  | 47016 |  | 44242 |  |  | Standard | 0 |  | 101371,101372,101373,101374,101375,101376,103571,103572,103573,103574,103575 | 1ZhgLpwJLD8OCzRSS4he_E | 1 |  | M_Duplex Receptacle:Standard:Standard:966700 |  |  | N/A | 2326 | N/A |  | N/A | N/A | N/A | N/A | N/A |  | 120 V/1-180 VA | N/A | Linked Revit Model : Clinic_A.rvt | UNSET |  |  | Level: Level 2 |  |  |  | 0.500000 | [7 empty] | 0.460000 |  |  |  |  | N/A | UNSET | N/A | N/A | TRUE | N/A | 0 | N/A | 0 | 0 | 0 | 0 | 0 | UNSET | N/A | N/A | FIXED | N/A | Ground Fault Receptacles | UNSET | N/A |  | N/A | N/A | N/A | 0 | L1 | 0 | N/A | N/A | N/A | 0 | [16 empty] | N/A |  |  |  | 23.80.50.11.17 | [7 empty] | Receptacle |  | N22C | 2 | [5 empty] | 1291.669250 | 0.000000 | 753 | 1937.503875 | TRUE
2327 | 2A09 |  | 966743 | New Construction | N/A | [5 empty] | 103382 |  | 47017 |  | 44243 |  |  | Standard | 0 |  | 101377,101378,101379,101380,101381,101382,103571,103572,103573,103574,103575 | 1ZhgLpwJLD8OCzRSS4he$r | 1 |  | M_Duplex Receptacle:Standard:Standard:966743 |  |  | N/A | 2327 | N/A |  | N/A | N/A | N/A | N/A | N/A |  | 120 V/1-180 VA | N/A | Linked Revit Model : Clinic_A.rvt | UNSET |  |  | Level: Level 2 |  |  |  | 0.500000 | [7 empty] | 0.460000 |  |  |  |  | N/A | UNSET | N/A | N/A | TRUE | N/A | 0 | N/A | 0 | 0 | 0 | 0 | 0 | UNSET | N/A | N/A | FIXED | N/A | Ground Fault Receptacles | UNSET | N/A |  | N/A | N/A | N/A | 0 | L1 | 0 | N/A | N/A | N/A | 0 | [16 empty] | N/A |  |  |  | 23.80.50.11.17 | [7 empty] | Receptacle |  | N22C | 2 | [5 empty] | 1291.669250 | 0.000000 | 754 | 1937.503875 | TRUE
2328 | 2A09 |  | 966806 | New Construction | N/A | [5 empty] | 103382 |  | 47018 |  | 44244 |  |  | Standard | 0 |  | 101383,101384,101385,101386,101387,101388,103571,103572,103573,103574,103575 | 1ZhgLpwJLD8OCzRSS4heyq | 1 |  | M_Duplex Receptacle:Standard:Standard:966806 |  |  | N/A | 2328 | N/A |  | N/A | N/A | N/A | N/A | N/A |  | 120 V/1-180 VA | N/A | Linked Revit Model : Clinic_A.rvt | UNSET |  |  | Level: Level 2 |  |  |  | 0.500000 | [7 empty] | 0.460000 |  |  |  |  | N/A | UNSET | N/A | N/A | TRUE | N/A | 0 | N/A | 0 | 0 | 0 | 0 | 0 | UNSET | N/A | N/A | FIXED | N/A | Ground Fault Receptacles | UNSET | N/A |  | N/A | N/A | N/A | 0 | L1 | 0 | N/A | N/A | N/A | 0 | [16 empty] | N/A |  |  |  | 23.80.50.11.17 | [7 empty] | Receptacle |  | N22C | 2 | [5 empty] | 1291.669250 | 0.000000 | 755 | 1937.503875 | TRUE
2329 | 2A09 |  | 966860 | New Construction | N/A | [5 empty] | 103382 |  | 47019 |  | 44245 |  |  | Standard | 0 |  | 101389,101390,101391,101392,101393,101394,103571,103572,103573,103574,103575 | 1ZhgLpwJLD8OCzRSS4hezk | 1 |  | M_Duplex Receptacle:Standard:Standard:966860 |  |  | N/A | 2329 | N/A |  | N/A | N/A | N/A | N/A | N/A |  | 120 V/1-180 VA | N/A | Linked Revit Model : Clinic_A.rvt | UNSET |  |  | Level: Level 2 |  |  |  | 0.500000 | [7 empty] | 0.460000 |  |  |  |  | N/A | UNSET | N/A | N/A | TRUE | N/A | 0 | N/A | 0 | 0 | 0 | 0 | 0 | UNSET | N/A | N/A | FIXED | N/A | Ground Fault Receptacles | UNSET | N/A |  | N/A | N/A | N/A | 0 | L1 | 0 | N/A | N/A | N/A | 0 | [16 empty] | N/A |  |  |  | 23.80.50.11.17 | [7 empty] | Receptacle |  | N22C | 2 | [5 empty] | 1291.669250 | 0.000000 | 756 | 1937.503875 | TRUE
1014 | 2A10 | 0 | 783980 | New Construction | N/A |  | 0 |  | 0 |  | 103138 | Point+HemiSpherical | 45951 |  | 53817 | REF TYPE MARK | 0 | B1 - 0610x1219mm | 0 | 86633 | 94857,94858,94859,94860,94861,94862,94863,103561,103562,103563,103564,103565,103566,103567,103568,103569 | 0yuotxu8DEgv2qMIt$xK7P | 1 |  | M_Troffer Light - Parabolic Rectangular:B1 - 0610x1219mm:B1 - 0610x1219mm:783980 |  | NO | N/A | 1014 | N/A | 16777215 | N/A | N/A | N/A | N/A | N/A |  | 120 V/1-80 VA | N/A | Linked Revit Model : Clinic_A.rvt | UNSET |  |  | Level: Level 2 | UNSET | F | 0 | 2.680000 |  | 861.112833 | 0 | 0.050000 |  |  |  | 1.200000 |  |  | T8, 1219mm, RAPID START, CRI=75 |  | N/A | UNSET | N/A | N/A | TRUE | N/A | 0 | N/A | 0 | 0 | 0 | 0 | 0 | UNSET | N/A | N/A | FIXED | N/A | Downlights | UNSET | N/A | D5020210 | N/A | N/A | N/A | 0 | L1 | 0 | N/A | N/A | N/A | 0 | UNSET | UNSET | 0 | 0 | 0 | 0 | 0 | [9 empty] | N/A | Lighting - Fluorescent |  |  | 23.80.70.11.14.11 |  |  | B1 |  |  |  | 1291.669250 | Lighting - Dwelling Unit | 1 | L42C | 7 |  |  | 2900.000000 | 32 | [8 empty] | Metal - Paint Finish - Dark Gray, Matte | Glass - White, High Luminance | Metal - Chrome
1015 | 2A10 | 0 | 783989 | New Construction | N/A |  | 0 |  | 0 |  | 103138 | Point+HemiSpherical | 45952 |  | 53818 | REF TYPE MARK | 0 | B1 - 0610x1219mm | 0 | 86632 | 94864,94865,94866,94867,94868,94869,94870,103561,103562,103563,103564,103565,103566,103567,103568,103569 | 0yuotxu8DEgv2qMIt$xK70 | 1 |  | M_Troffer Light - Parabolic Rectangular:B1 - 0610x1219mm:B1 - 0610x1219mm:783989 |  | NO | N/A | 1015 | N/A | 16777215 | N/A | N/A | N/A | N/A | N/A |  | 120 V/1-80 VA | N/A | Linked Revit Model : Clinic_A.rvt | UNSET |  |  | Level: Level 2 | UNSET | F | 0 | 2.680000 |  | 861.112833 | 0 | 0.050000 |  |  |  | 1.200000 |  |  | T8, 1219mm, RAPID START, CRI=75 |  | N/A | UNSET | N/A | N/A | TRUE | N/A | 0 | N/A | 0 | 0 | 0 | 0 | 0 | UNSET | N/A | N/A | FIXED | N/A | Downlights | UNSET | N/A | D5020210 | N/A | N/A | N/A | 0 | L1 | 0 | N/A | N/A | N/A | 0 | UNSET | UNSET | 0 | 0 | 0 | 0 | 0 | [9 empty] | N/A | Lighting - Fluorescent |  |  | 23.80.70.11.14.11 |  |  | B1 |  |  |  | 1291.669250 | Lighting - Dwelling Unit | 1 | L42C | 7 |  |  | 2900.000000 | 32 | [8 empty] | Metal - Paint Finish - Dark Gray, Matte | Glass - White, High Luminance | Metal - Chrome
1445 | 2A10 |  | 830993 | New Construction | N/A | [5 empty] | 103138 |  | 46132 |  | 43375 |  |  | Single Pole | 0 |  | 95963,95964,95965,95966,95967,95968,103554,103555,103556,103557,103558,103559 | 3q4w0ijjzFuh9My1IanVTJ | 1 |  | M_Lighting Switches:Single Pole:Single Pole:830993 |  |  | N/A | 1445 | N/A |  | N/A | N/A | N/A | N/A | N/A |  | 120 V/1-0 VA | N/A | Linked Revit Model : Clinic_A.rvt |  |  |  | Level: Level 2 |  |  |  | 1.200000 |  | 0.000000 | [5 empty] | 1.200000 |  |  |  |  | N/A | UNSET | N/A | N/A | TRUE | N/A | 0 | N/A | 0 | 0 | 0 | 0 | 0 | UNSET | N/A | N/A | FIXED | N/A | Switches | UNSET | N/A |  | N/A | N/A | N/A | 0 | L1 | 0 | N/A | N/A | N/A | 0 | [16 empty] | N/A |  |  |  | 23.80.50.11.14 | [7 empty] | Other |  | L42C | 7 | [5 empty] | 1291.669250 | 0.000000
2412 | 2A10 |  | 974529 | New Construction | N/A | [5 empty] | 103138 |  | 47102 |  | 44328 |  |  | Standard | 0 |  | 101887,101888,101889,101890,101891,101892,103571,103572,103573,103574,103575 | 1ZhgLpwJLD8OCzRSS4hf5Z | 1 |  | M_Duplex Receptacle:Standard:Standard:974529 |  |  | N/A | 2412 | N/A |  | N/A | N/A | N/A | N/A | N/A |  | 120 V/1-180 VA | N/A | Linked Revit Model : Clinic_A.rvt | UNSET |  |  | Level: Level 2 |  |  |  | 0.500000 | [7 empty] | 0.460000 |  |  |  |  | N/A | UNSET | N/A | N/A | TRUE | N/A | 0 | N/A | 0 | 0 | 0 | 0 | 0 | UNSET | N/A | N/A | FIXED | N/A | Ground Fault Receptacles | UNSET | N/A |  | N/A | N/A | N/A | 0 | L1 | 0 | N/A | N/A | N/A | 0 | [16 empty] | N/A |  |  |  | 23.80.50.11.17 | [7 empty] | Receptacle |  | N22C | 25 | [5 empty] | 1291.669250 | 0.000000 | 839 | 1937.503875 | TRUE
2413 | 2A10 |  | 974635 | New Construction | N/A | [5 empty] | 103138 |  | 47103 |  | 44329 |  |  | Standard | 0 |  | 101893,101894,101895,101896,101897,101898,103571,103572,103573,103574,103575 | 1ZhgLpwJLD8OCzRSS4hf29 | 1 |  | M_Duplex Receptacle:Standard:Standard:974635 |  |  | N/A | 2413 | N/A |  | N/A | N/A | N/A | N/A | N/A |  | 120 V/1-180 VA | N/A | Linked Revit Model : Clinic_A.rvt | UNSET |  |  | Level: Level 2 |  |  |  | 0.500000 | [7 empty] | 0.460000 |  |  |  |  | N/A | UNSET | N/A | N/A | TRUE | N/A | 0 | N/A | 0 | 0 | 0 | 0 | 0 | UNSET | N/A | N/A | FIXED | N/A | Ground Fault Receptacles | UNSET | N/A |  | N/A | N/A | N/A | 0 | L1 | 0 | N/A | N/A | N/A | 0 | [16 empty] | N/A |  |  |  | 23.80.50.11.17 | [7 empty] | Receptacle |  | N22C | 25 | [5 empty] | 1291.669250 | 0.000000 | 840 | 1937.503875 | TRUE
342 | 2A11 | 0 | 1211562 | New Construction | N/A | Aluminum-Philips Chloride | 0 | F | 0 | Paint-Philips Chloride-Black | 103381 | Rectangle+Spherical | 47261 | 16 | 53891 | REF TYPE MARK | 0 | X1 | 0 | 86581 | 102873,102874,102875,102876,102877,102878,102879,103485,103486,103487,103488,103489,103490,103491,103492,103493,103494 | 2pPLOtLqj3mvLOgS0jdwop | 1 | No Photometry Available | Exit Sign - Ceiling_Mount_Single:X1:X1:1211562 |  | NO | N/A | 342 | N/A | 16777215 | N/A | N/A | N/A | N/A | N/A | 0.225524 | Luminaire 120 V/1-4 VA | N/A | Linked Revit Model : Clinic_A.rvt | UNSET | 0.336550 | Not Available | Level: Level 2 | UNSET | F | 0 | 2.680000 | Plastic-Philips Chloride-Red | 40.902860 | 0 | 0.609600 | 0.120650 | 0.336550 | 0.225524 | 1.219200 | 12/27 (Dual Voltage - 120/277) | Not Available | LED | 1291.669250 | N/A | UNSET | N/A | N/A | TRUE | N/A | 0 | N/A | 0 | 0 | 0 | 0 | 0 | UNSET | N/A | N/A | FIXED | N/A | Emergency Lighting | UNSET | N/A | D5020200 | N/A | N/A | N/A | 0 | L1 | 0 | N/A | N/A | N/A | 0 | UNSET | UNSET | 0 | 0 | 0 | 0 | 0 | Horizontal | Not Available | Not Available | Not Available | Not Available | Matte Black w/Brushed Aluminum Face | Not Applicable | Red | 1 | N/A | Lighting Equipment | http://www.chloridesys.com/chloride/Chloridefixture.cfm?ID=3748 | http://www.chloridesys.com/chloride/ | 23.80.70.11.21 | CE-11400 | 55 Line LED Die Cast Aluminum Exit - Traditional | X1 | 55LA-1-12/27-R | 55LA-1-12/27-R
833 | 2A11 | 0 | 761434 | New Construction | N/A |  | 0 |  | 0 |  | 103381 | Point+HemiSpherical | 45700 |  | 53567 | REF TYPE MARK | 0 | B1B - 0610x1219mm | 0 | 86814 | 93079,93080,93081,93082,93083,93084,93085,103443,103444,103445,103446,103447,103448,103449,103450,103452 | 3nfyjyjOf1zQfCeH8h9itK | 1 |  | M_Troffer Light - Parabolic Rectangular:B1B - 0610x1219mm:B1B - 0610x1219mm:761434 |  | YES | N/A | 833 | N/A | 16777215 | N/A | N/A | N/A | N/A | N/A |  | 120 V/1-80 VA | N/A | Linked Revit Model : Clinic_A.rvt | UNSET |  |  | Level: Level 2 | UNSET | F | 0 | 2.680000 |  | 861.112833 | 0 | 0.050000 |  |  |  | 1.200000 |  |  | T8, 1219mm, RAPID START, CRI=75 |  | N/A | UNSET | N/A | N/A | TRUE | N/A | 0 | N/A | 0 | 0 | 0 | 0 | 0 | UNSET | N/A | N/A | FIXED | N/A | Downlights | UNSET | N/A | D5020210 | N/A | N/A | N/A | 0 | L1 | 0 | N/A | N/A | N/A | 0 | UNSET | UNSET | 0 | 0 | 0 | 0 | 0 | [9 empty] | N/A | Lighting - Fluorescent |  |  | 23.80.70.11.14.11 |  |  | B1B |  |  |  | 1291.669250 | Lighting - Dwelling Unit | 1 | L42C | 7 |  |  | 2900.000000 | 32 | [8 empty] | Metal - Paint Finish - Dark Gray, Matte | Glass - White, High Luminance | Metal - Chrome
834 | 2A11 | 0 | 761518 | New Construction | N/A |  | 0 |  | 0 |  | 103381 | Point+HemiSpherical | 45701 |  | 53568 | REF TYPE MARK | 0 | B1 - 0610x1219mm | 0 | 86813 | 93086,93087,93088,93089,93090,93091,93092,103561,103562,103563,103564,103565,103566,103567,103568,103569 | 3nfyjyjOf1zQfCeH8h9iqW | 1 |  | M_Troffer Light - Parabolic Rectangular:B1 - 0610x1219mm:B1 - 0610x1219mm:761518 |  | NO | N/A | 834 | N/A | 16777215 | N/A | N/A | N/A | N/A | N/A |  | 120 V/1-80 VA | N/A | <not associated> | UNSET |  |  | Level: Level 2 | UNSET | F | 0 | 2.680000 |  | 861.112833 | 0 | 0.050000 |  |  |  | 1.200000 |  |  | T8, 1219mm, RAPID START, CRI=75 |  | N/A | UNSET | N/A | N/A | TRUE | N/A | 0 | N/A | 0 | 0 | 0 | 0 | 0 | UNSET | N/A | N/A | FIXED | N/A | Downlights | UNSET | N/A | D5020210 | N/A | N/A | N/A | 0 | L1 | 0 | N/A | N/A | N/A | 0 | UNSET | UNSET | 0 | 0 | 0 | 0 | 0 | [9 empty] | N/A | Lighting - Fluorescent |  |  | 23.80.70.11.14.11 |  |  | B1 |  |  |  | 1291.669250 | Lighting - Dwelling Unit | 1 | L42C | 7 |  |  | 2900.000000 | 32 | [8 empty] | Metal - Paint Finish - Dark Gray, Matte | Glass - White, High Luminance | Metal - Chrome
835 | 2A11 | 0 | 761620 | New Construction | N/A |  | 0 |  | 0 |  | 103381 | Point+HemiSpherical | 45702 |  | 53569 | REF TYPE MARK | 0 | B1 - 0610x1219mm | 0 | 86812 | 93093,93094,93095,93096,93097,93098,93099,103561,103562,103563,103564,103565,103566,103567,103568,103569 | 3nfyjyjOf1zQfCeH8h9ioQ | 1 |  | M_Troffer Light - Parabolic Rectangular:B1 - 0610x1219mm:B1 - 0610x1219mm:761620 |  | NO | N/A | 835 | N/A | 16777215 | N/A | N/A | N/A | N/A | N/A |  | 120 V/1-80 VA | N/A | <not associated> | UNSET |  |  | Level: Level 2 | UNSET | F | 0 | 2.680000 |  | 861.112833 | 0 | 0.050000 |  |  |  | 1.200000 |  |  | T8, 1219mm, RAPID START, CRI=75 |  | N/A | UNSET | N/A | N/A | TRUE | N/A | 0 | N/A | 0 | 0 | 0 | 0 | 0 | UNSET | N/A | N/A | FIXED | N/A | Downlights | UNSET | N/A | D5020210 | N/A | N/A | N/A | 0 | L1 | 0 | N/A | N/A | N/A | 0 | UNSET | UNSET | 0 | 0 | 0 | 0 | 0 | [9 empty] | N/A | Lighting - Fluorescent |  |  | 23.80.70.11.14.11 |  |  | B1 |  |  |  | 1291.669250 | Lighting - Dwelling Unit | 1 | L42C | 7 |  |  | 2900.000000 | 32 | [8 empty] | Metal - Paint Finish - Dark Gray, Matte | Glass - White, High Luminance | Metal - Chrome
836 | 2A11 | 0 | 761751 | New Construction | N/A |  | 0 |  | 0 |  | 103381 | Point+HemiSpherical | 45703 |  | 53570 | REF TYPE MARK | 0 | B1B - 0610x1219mm | 0 | 86811 | 93100,93101,93102,93103,93104,93105,93106,103443,103444,103445,103446,103447,103448,103449,103450,103452 | 3nfyjyjOf1zQfCeH8h9imP | 1 |  | M_Troffer Light - Parabolic Rectangular:B1B - 0610x1219mm:B1B - 0610x1219mm:761751 |  | YES | N/A | 836 | N/A | 16777215 | N/A | N/A | N/A | N/A | N/A |  | 120 V/1-80 VA | N/A | Linked Revit Model : Clinic_A.rvt | UNSET |  |  | Level: Level 2 | UNSET | F | 0 | 2.680000 |  | 861.112833 | 0 | 0.050000 |  |  |  | 1.200000 |  |  | T8, 1219mm, RAPID START, CRI=75 |  | N/A | UNSET | N/A | N/A | TRUE | N/A | 0 | N/A | 0 | 0 | 0 | 0 | 0 | UNSET | N/A | N/A | FIXED | N/A | Downlights | UNSET | N/A | D5020210 | N/A | N/A | N/A | 0 | L1 | 0 | N/A | N/A | N/A | 0 | UNSET | UNSET | 0 | 0 | 0 | 0 | 0 | [9 empty] | N/A | Lighting - Fluorescent |  |  | 23.80.70.11.14.11 |  |  | B1B |  |  |  | 1291.669250 | Lighting - Dwelling Unit | 1 | L42C | 7 |  |  | 2900.000000 | 32 | [8 empty] | Metal - Paint Finish - Dark Gray, Matte | Glass - White, High Luminance | Metal - Chrome
837 | 2A11 | 0 | 761838 | New Construction | N/A |  | 0 |  | 0 |  | 103381 | Point+HemiSpherical | 45704 |  | 53571 | REF TYPE MARK | 0 | B1 - 0610x1219mm | 0 | 86810 | 93107,93108,93109,93110,93111,93112,93113,103561,103562,103563,103564,103565,103566,103567,103568,103569 | 3nfyjyjOf1zQfCeH8h9inW | 1 |  | M_Troffer Light - Parabolic Rectangular:B1 - 0610x1219mm:B1 - 0610x1219mm:761838 |  | NO | N/A | 837 | N/A | 16777215 | N/A | N/A | N/A | N/A | N/A |  | 120 V/1-80 VA | N/A | Linked Revit Model : Clinic_A.rvt | UNSET |  |  | Level: Level 2 | UNSET | F | 0 | 2.680000 |  | 861.112833 | 0 | 0.050000 |  |  |  | 1.200000 |  |  | T8, 1219mm, RAPID START, CRI=75 |  | N/A | UNSET | N/A | N/A | TRUE | N/A | 0 | N/A | 0 | 0 | 0 | 0 | 0 | UNSET | N/A | N/A | FIXED | N/A | Downlights | UNSET | N/A | D5020210 | N/A | N/A | N/A | 0 | L1 | 0 | N/A | N/A | N/A | 0 | UNSET | UNSET | 0 | 0 | 0 | 0 | 0 | [9 empty] | N/A | Lighting - Fluorescent |  |  | 23.80.70.11.14.11 |  |  | B1 |  |  |  | 1291.669250 | Lighting - Dwelling Unit | 1 | L42C | 7 |  |  | 2900.000000 | 32 | [8 empty] | Metal - Paint Finish - Dark Gray, Matte | Glass - White, High Luminance | Metal - Chrome
1446 | 2A11 |  | 831048 | New Construction | N/A | [5 empty] | 103381 |  | 46133 |  | 43376 |  |  | Single Pole | 0 |  | 95969,95970,95971,95972,95973,95974,103554,103555,103556,103557,103558,103559 | 3q4w0ijjzFuh9My1IanVSA | 1 |  | M_Lighting Switches:Single Pole:Single Pole:831048 |  |  | N/A | 1446 | N/A |  | N/A | N/A | N/A | N/A | N/A |  | 120 V/1-0 VA | N/A | Grid : F |  |  |  | Level: Level 2 |  |  |  | 1.200000 |  | 0.000000 | [5 empty] | 1.200000 |  |  |  |  | N/A | UNSET | N/A | N/A | TRUE | N/A | 0 | N/A | 0 | 0 | 0 | 0 | 0 | UNSET | N/A | N/A | FIXED | N/A | Switches | UNSET | N/A |  | N/A | N/A | N/A | 0 | L1 | 0 | N/A | N/A | N/A | 0 | [16 empty] | N/A |  |  |  | 23.80.50.11.14 | [7 empty] | Other |  | L42C | 7 | [5 empty] | 1291.669250 | 0.000000
1458 | 2A11 |  | 833917 | New Construction | N/A | [5 empty] | 103381 |  | 46145 |  | 43388 |  |  | Single Pole | 0 |  | 96041,96042,96043,96044,96045,96046,103554,103555,103556,103557,103558,103559 | 3q4w0ijjzFuh9My1IanU0$ | 1 |  | M_Lighting Switches:Single Pole:Single Pole:833917 |  |  | N/A | 1458 | N/A |  | N/A | N/A | N/A | N/A | N/A |  | 120 V/1-0 VA | N/A | Linked Revit Model : Clinic_A.rvt |  |  |  | Level: Level 2 |  |  |  | 1.200000 |  | 0.000000 | [5 empty] | 1.200000 |  |  |  |  | N/A | UNSET | N/A | N/A | TRUE | N/A | 0 | N/A | 0 | 0 | 0 | 0 | 0 | UNSET | N/A | N/A | FIXED | N/A | Switches | UNSET | N/A |  | N/A | N/A | N/A | 0 | L1 | 0 | N/A | N/A | N/A | 0 | [16 empty] | N/A |  |  |  | 23.80.50.11.14 | [7 empty] | Other |  | L42C | 7 | [5 empty] | 1291.669250 | 0.000000
2400 | 2A11 |  | 973214 | New Construction | N/A | [5 empty] | 103381 |  | 47090 |  | 44316 |  |  | Standard | 0 |  | 101815,101816,101817,101818,101819,101820,103571,103572,103573,103574,103575 | 1ZhgLpwJLD8OCzRSS4hfOy | 1 |  | M_Duplex Receptacle:Standard:Standard:973214 |  |  | N/A | 2400 | N/A |  | N/A | N/A | N/A | N/A | N/A |  | 120 V/1-180 VA | N/A | Linked Revit Model : Clinic_A.rvt | UNSET |  |  | Level: Level 2 |  |  |  | 0.500000 | [7 empty] | 0.460000 |  |  |  |  | N/A | UNSET | N/A | N/A | TRUE | N/A | 0 | N/A | 0 | 0 | 0 | 0 | 0 | UNSET | N/A | N/A | FIXED | N/A | Ground Fault Receptacles | UNSET | N/A |  | N/A | N/A | N/A | 0 | L1 | 0 | N/A | N/A | N/A | 0 | [16 empty] | N/A |  |  |  | 23.80.50.11.17 | [7 empty] | Receptacle |  | N22C | 27 | [5 empty] | 1291.669250 | 0.000000 | 827 | 1937.503875 | TRUE
2401 | 2A11 |  | 973465 | New Construction | N/A | [5 empty] | 103381 |  | 47091 |  | 44317 |  |  | Standard | 0 |  | 101821,101822,101823,101824,101825,101826,103571,103572,103573,103574,103575 | 1ZhgLpwJLD8OCzRSS4hfKx | 1 |  | M_Duplex Receptacle:Standard:Standard:973465 |  |  | N/A | 2401 | N/A |  | N/A | N/A | N/A | N/A | N/A |  | 120 V/1-180 VA | N/A | Linked Revit Model : Clinic_A.rvt | UNSET |  |  | Level: Level 2 |  |  |  | 0.500000 | [7 empty] | 0.460000 |  |  |  |  | N/A | UNSET | N/A | N/A | TRUE | N/A | 0 | N/A | 0 | 0 | 0 | 0 | 0 | UNSET | N/A | N/A | FIXED | N/A | Ground Fault Receptacles | UNSET | N/A |  | N/A | N/A | N/A | 0 | L1 | 0 | N/A | N/A | N/A | 0 | [16 empty] | N/A |  |  |  | 23.80.50.11.17 | [7 empty] | Receptacle |  | N22C | 27 | [5 empty] | 1291.669250 | 0.000000 | 828 | 1937.503875 | TRUE
2403 | 2A11 |  | 973729 | New Construction | N/A | [5 empty] | 103381 |  | 47093 |  | 44319 |  |  | Standard | 0 |  | 101833,101834,101835,101836,101837,101838,103571,103572,103573,103574,103575 | 1ZhgLpwJLD8OCzRSS4hfG3 | 1 |  | M_Duplex Receptacle:Standard:Standard:973729 |  |  | N/A | 2403 | N/A |  | N/A | N/A | N/A | N/A | N/A |  | 120 V/1-180 VA | N/A | Linked Revit Model : Clinic_A.rvt | UNSET |  |  | Level: Level 2 |  |  |  | 0.500000 | [7 empty] | 0.460000 |  |  |  |  | N/A | UNSET | N/A | N/A | TRUE | N/A | 0 | N/A | 0 | 0 | 0 | 0 | 0 | UNSET | N/A | N/A | FIXED | N/A | Ground Fault Receptacles | UNSET | N/A |  | N/A | N/A | N/A | 0 | L1 | 0 | N/A | N/A | N/A | 0 | [16 empty] | N/A |  |  |  | 23.80.50.11.17 | [7 empty] | Receptacle |  | N22C | 27 | [5 empty] | 1291.669250 | 0.000000 | 830 | 1937.503875 | TRUE
2404 | 2A11 |  | 973848 | New Construction | N/A | [5 empty] | 103381 |  | 47094 |  | 44320 |  |  | Standard | 0 |  | 101839,101840,101841,101842,101843,101844,103571,103572,103573,103574,103575 | 1ZhgLpwJLD8OCzRSS4hfEw | 1 |  | M_Duplex Receptacle:Standard:Standard:973848 |  |  | N/A | 2404 | N/A |  | N/A | N/A | N/A | N/A | N/A |  | 120 V/1-180 VA | N/A | Linked Revit Model : Clinic_A.rvt | UNSET |  |  | Level: Level 2 |  |  |  | 0.500000 | [7 empty] | 0.460000 |  |  |  |  | N/A | UNSET | N/A | N/A | TRUE | N/A | 0 | N/A | 0 | 0 | 0 | 0 | 0 | UNSET | N/A | N/A | FIXED | N/A | Ground Fault Receptacles | UNSET | N/A |  | N/A | N/A | N/A | 0 | L1 | 0 | N/A | N/A | N/A | 0 | [16 empty] | N/A |  |  |  | 23.80.50.11.17 | [7 empty] | Receptacle |  | N22C | 25 | [5 empty] | 1291.669250 | 0.000000 | 831 | 1937.503875 | TRUE
2411 | 2A11 |  | 974453 | New Construction | N/A | [5 empty] | 103381 |  | 47101 |  | 44327 |  |  | Standard | 0 |  | 101881,101882,101883,101884,101885,101886,103571,103572,103573,103574,103575 | 1ZhgLpwJLD8OCzRSS4hf7N | 1 |  | M_Duplex Receptacle:Standard:Standard:974453 |  |  | N/A | 2411 | N/A |  | N/A | N/A | N/A | N/A | N/A |  | 120 V/1-180 VA | N/A | Linked Revit Model : Clinic_A.rvt | UNSET |  |  | Level: Level 2 |  |  |  | 0.500000 | [7 empty] | 0.460000 |  |  |  |  | N/A | UNSET | N/A | N/A | TRUE | N/A | 0 | N/A | 0 | 0 | 0 | 0 | 0 | UNSET | N/A | N/A | FIXED | N/A | Ground Fault Receptacles | UNSET | N/A |  | N/A | N/A | N/A | 0 | L1 | 0 | N/A | N/A | N/A | 0 | [16 empty] | N/A |  |  |  | 23.80.50.11.17 | [7 empty] | Receptacle |  | N22C | 26 | [5 empty] | 1291.669250 | 0.000000 | 838 | 1937.503875 | TRUE
830 | 2A12 | 0 | 760938 | New Construction | N/A |  | 0 |  | 0 |  | 103268 | Point+HemiSpherical | 45697 |  | 53564 | REF TYPE MARK | 0 | A2 - 0610x1219mm | 0 | 86817 | 93058,93059,93060,93061,93062,93063,93064,103465,103466,103467,103468,103469,103470,103471,103472,103473 | 3nfyjyjOf1zQfCeH8h9i$a | 1 |  | M_Troffer Light - Parabolic Rectangular:A2 - 0610x1219mm:A2 - 0610x1219mm:760938 |  | NO | N/A | 830 | N/A | 16777215 | N/A | N/A | N/A | N/A | N/A |  | 120 V/1-80 VA | N/A | Linked Revit Model : Clinic_A.rvt | UNSET |  |  | Level: Level 2 | UNSET | F | 0 | 2.680000 |  | 861.112833 | 0 | 0.050000 |  |  |  | 1.200000 |  |  | T8, 1219mm, RAPID START, CRI=75 |  | N/A | UNSET | N/A | N/A | TRUE | N/A | 0 | N/A | 0 | 0 | 0 | 0 | 0 | UNSET | N/A | N/A | FIXED | N/A | Downlights | UNSET | N/A | D5020210 | N/A | N/A | N/A | 0 | L1 | 0 | N/A | N/A | N/A | 0 | UNSET | UNSET | 0 | 0 | 0 | 0 | 0 | [9 empty] | N/A | Lighting - Fluorescent |  |  | 23.80.70.11.14.11 |  |  | A2 |  |  |  | 1291.669250 | Lighting - Dwelling Unit | 1 | L42C | 7 |  |  | 2900.000000 | 32 | [8 empty] | Metal - Paint Finish - Dark Gray, Matte | Glass - White, High Luminance | Metal - Chrome
831 | 2A12 | 0 | 761042 | New Construction | N/A |  | 0 |  | 0 |  | 103268 | Point+HemiSpherical | 45698 |  | 53565 | REF TYPE MARK | 0 | A2B - 0610x1219mm | 0 | 86816 | 93065,93066,93067,93068,93069,93070,93071,103336,103337,103338,103339,103340,103341,103342,103343,103352 | 3nfyjyjOf1zQfCeH8h9izS | 1 |  | M_Troffer Light - Parabolic Rectangular:A2B - 0610x1219mm:A2B - 0610x1219mm:761042 |  | YES | N/A | 831 | N/A | 16777215 | N/A | N/A | N/A | N/A | N/A |  | 120 V/1-80 VA | N/A | Linked Revit Model : Clinic_A.rvt | UNSET |  |  | Level: Level 2 | UNSET | F | 0 | 2.680000 |  | 861.112833 | 0 | 0.050000 |  |  |  | 1.200000 |  |  | T8, 1219mm, RAPID START, CRI=75 |  | N/A | UNSET | N/A | N/A | TRUE | N/A | 0 | N/A | 0 | 0 | 0 | 0 | 0 | UNSET | N/A | N/A | FIXED | N/A | Downlights | UNSET | N/A | D5020210 | N/A | N/A | N/A | 0 | L1 | 0 | N/A | N/A | N/A | 0 | UNSET | UNSET | 0 | 0 | 0 | 0 | 0 | [9 empty] | N/A | Lighting - Fluorescent |  |  | 23.80.70.11.14.11 |  |  | A2B |  |  |  | 1291.669250 | Lighting - Dwelling Unit | 1 | L42C | 7 |  |  | 2900.000000 | 32 | [8 empty] | Metal - Paint Finish - Dark Gray, Matte | Glass - White, High Luminance | Metal - Chrome
832 | 2A12 | 0 | 761127 | New Construction | N/A |  | 0 |  | 0 |  | 103268 | Point+HemiSpherical | 45699 |  | 53566 | REF TYPE MARK | 0 | A2 - 0610x1219mm | 0 | 86815 | 93072,93073,93074,93075,93076,93077,93078,103465,103466,103467,103468,103469,103470,103471,103472,103473 | 3nfyjyjOf1zQfCeH8h9iwf | 1 |  | M_Troffer Light - Parabolic Rectangular:A2 - 0610x1219mm:A2 - 0610x1219mm:761127 |  | NO | N/A | 832 | N/A | 16777215 | N/A | N/A | N/A | N/A | N/A |  | 120 V/1-80 VA | N/A | Linked Revit Model : Clinic_A.rvt | UNSET |  |  | Level: Level 2 | UNSET | F | 0 | 2.680000 |  | 861.112833 | 0 | 0.050000 |  |  |  | 1.200000 |  |  | T8, 1219mm, RAPID START, CRI=75 |  | N/A | UNSET | N/A | N/A | TRUE | N/A | 0 | N/A | 0 | 0 | 0 | 0 | 0 | UNSET | N/A | N/A | FIXED | N/A | Downlights | UNSET | N/A | D5020210 | N/A | N/A | N/A | 0 | L1 | 0 | N/A | N/A | N/A | 0 | UNSET | UNSET | 0 | 0 | 0 | 0 | 0 | [9 empty] | N/A | Lighting - Fluorescent |  |  | 23.80.70.11.14.11 |  |  | A2 |  |  |  | 1291.669250 | Lighting - Dwelling Unit | 1 | L42C | 7 |  |  | 2900.000000 | 32 | [8 empty] | Metal - Paint Finish - Dark Gray, Matte | Glass - White, High Luminance | Metal - Chrome
1268 | 2A12 | 0 | 1220034 | New Construction | N/A |  | 0 |  | 0 |  | 103268 | Point+Spherical | 45974 |  | 43242 | REF TYPE MARK | 0 | Y1 - Darkroom | 0 |  | 90036,90044,90045,90053,90054,90062,94732,94740,94748,94756,94764,94765,102915 | 1IDUDqfdD848yYb_PPcsHA | 1 |  | Lighted Signage:Y1 - Darkroom:Y1 - Darkroom:1220034 |  | NO | N/A | 1268 | N/A | 16777215 | N/A | N/A | N/A | N/A | N/A |  |  | N/A | Level : Level 2 | UNSET |  |  |  | UNSET | F | 0 | 2.584500 |  |  | 0 | 0.609600 | [6 empty] | T4, TWIN TUBE CRI=75 |  | N/A | UNSET | N/A | N/A | TRUE | N/A | 0 | N/A | 0 | 0 | 0 | 0 | 0 | UNSET | N/A | N/A | FIXED | N/A | Lighting | UNSET | N/A |  | N/A | N/A | N/A | 0 | L1 | 0 | N/A | N/A | N/A | 0 | UNSET | UNSET | 0 | 0 | 0 | 0 | 0 | [9 empty] | N/A |  |  |  | 23.80.70.00 |  |  | Y1 | [14 empty] | 0.000000 | [13 empty] | F | F | Level: Level 2 | T
1453 | 2A12 |  | 831788 | New Construction | N/A | [5 empty] | 103268 |  | 46140 |  | 43383 |  |  | Single Pole | 0 |  | 96011,96012,96013,96014,96015,96016,103554,103555,103556,103557,103558,103559 | 3q4w0ijjzFuh9My1IanUXk | 1 |  | M_Lighting Switches:Single Pole:Single Pole:831788 |  |  | N/A | 1453 | N/A |  | N/A | N/A | N/A | N/A | N/A |  | 120 V/1-0 VA | N/A | Grid : F |  |  |  | Level: Level 2 |  |  |  | 1.200000 |  | 0.000000 | [5 empty] | 1.200000 |  |  |  |  | N/A | UNSET | N/A | N/A | TRUE | N/A | 0 | N/A | 0 | 0 | 0 | 0 | 0 | UNSET | N/A | N/A | FIXED | N/A | Switches | UNSET | N/A |  | N/A | N/A | N/A | 0 | L1 | 0 | N/A | N/A | N/A | 0 | [16 empty] | N/A |  |  |  | 23.80.50.11.14 | [7 empty] | Other |  | L42C | 7 | [5 empty] | 1291.669250 | 0.000000
2406 | 2A12 |  | 974049 | New Construction | N/A | [5 empty] | 103268 |  | 47096 |  | 44322 |  |  | Standard | 0 |  | 101851,101852,101853,101854,101855,101856,103571,103572,103573,103574,103575 | 1ZhgLpwJLD8OCzRSS4hfD3 | 1 |  | M_Duplex Receptacle:Standard:Standard:974049 |  |  | N/A | 2406 | N/A |  | N/A | N/A | N/A | N/A | N/A |  | 120 V/1-180 VA | N/A | Linked Revit Model : Clinic_A.rvt | UNSET |  |  | Level: Level 2 |  |  |  | 0.650000 | [7 empty] | 0.460000 |  |  |  |  | N/A | UNSET | N/A | N/A | TRUE | N/A | 0 | N/A | 0 | 0 | 0 | 0 | 0 | UNSET | N/A | N/A | FIXED | N/A | Ground Fault Receptacles | UNSET | N/A |  | N/A | N/A | N/A | 0 | L1 | 0 | N/A | N/A | N/A | 0 | [16 empty] | N/A |  |  |  | 23.80.50.11.17 | [7 empty] | Receptacle |  | N22C | 24 | [5 empty] | 1291.669250 | 0.000000 | 833 | 1937.503875 | TRUE
2407 | 2A12 |  | 974092 | New Construction | N/A | [5 empty] | 103268 |  | 47097 |  | 44323 |  |  | Standard | 0 |  | 101857,101858,101859,101860,101861,101862,103571,103572,103573,103574,103575 | 1ZhgLpwJLD8OCzRSS4hfAk | 1 |  | M_Duplex Receptacle:Standard:Standard:974092 |  |  | N/A | 2407 | N/A |  | N/A | N/A | N/A | N/A | N/A |  | 120 V/1-180 VA | N/A | Linked Revit Model : Clinic_A.rvt | UNSET |  |  | Level: Level 2 |  |  |  | 0.500000 | [7 empty] | 0.460000 |  |  |  |  | N/A | UNSET | N/A | N/A | TRUE | N/A | 0 | N/A | 0 | 0 | 0 | 0 | 0 | UNSET | N/A | N/A | FIXED | N/A | Ground Fault Receptacles | UNSET | N/A |  | N/A | N/A | N/A | 0 | L1 | 0 | N/A | N/A | N/A | 0 | [16 empty] | N/A |  |  |  | 23.80.50.11.17 | [7 empty] | Receptacle |  | N22C | 24 | [5 empty] | 1291.669250 | 0.000000 | 834 | 1937.503875 | TRUE
2408 | 2A12 |  | 974147 | New Construction | N/A | [5 empty] | 103268 |  | 47098 |  | 44324 |  |  | Standard | 0 |  | 101863,101864,101865,101866,101867,101868,103571,103572,103573,103574,103575 | 1ZhgLpwJLD8OCzRSS4hfBX | 1 |  | M_Duplex Receptacle:Standard:Standard:974147 |  |  | N/A | 2408 | N/A |  | N/A | N/A | N/A | N/A | N/A |  | 120 V/1-180 VA | N/A | Linked Revit Model : Clinic_A.rvt | UNSET |  |  | Level: Level 2 |  |  |  | 0.500000 | [7 empty] | 0.460000 |  |  |  |  | N/A | UNSET | N/A | N/A | TRUE | N/A | 0 | N/A | 0 | 0 | 0 | 0 | 0 | UNSET | N/A | N/A | FIXED | N/A | Ground Fault Receptacles | UNSET | N/A |  | N/A | N/A | N/A | 0 | L1 | 0 | N/A | N/A | N/A | 0 | [16 empty] | N/A |  |  |  | 23.80.50.11.17 | [7 empty] | Receptacle |  | N22C | 24 | [5 empty] | 1291.669250 | 0.000000 | 835 | 1937.503875 | TRUE
828 | 2A13 | 0 | 760806 | New Construction | N/A |  | 0 |  | 0 |  | 103359 | Point+HemiSpherical | 45695 |  | 53562 | REF TYPE MARK | 0 | B1 - 0610x1219mm | 0 | 86819 | 93044,93045,93046,93047,93048,93049,93050,103561,103562,103563,103564,103565,103566,103567,103568,103569 | 3nfyjyjOf1zQfCeH8h9iXe | 1 |  | M_Troffer Light - Parabolic Rectangular:B1 - 0610x1219mm:B1 - 0610x1219mm:760806 |  | NO | N/A | 828 | N/A | 16777215 | N/A | N/A | N/A | N/A | N/A |  | 120 V/1-80 VA | N/A | Linked Revit Model : Clinic_A.rvt | UNSET |  |  | Level: Level 2 | UNSET | F | 0 | 2.680000 |  | 861.112833 | 0 | 0.050000 |  |  |  | 1.200000 |  |  | T8, 1219mm, RAPID START, CRI=75 |  | N/A | UNSET | N/A | N/A | TRUE | N/A | 0 | N/A | 0 | 0 | 0 | 0 | 0 | UNSET | N/A | N/A | FIXED | N/A | Downlights | UNSET | N/A | D5020210 | N/A | N/A | N/A | 0 | L1 | 0 | N/A | N/A | N/A | 0 | UNSET | UNSET | 0 | 0 | 0 | 0 | 0 | [9 empty] | N/A | Lighting - Fluorescent |  |  | 23.80.70.11.14.11 |  |  | B1 |  |  |  | 1291.669250 | Lighting - Dwelling Unit | 1 | L42C | 7 |  |  | 2900.000000 | 32 | [8 empty] | Metal - Paint Finish - Dark Gray, Matte | Glass - White, High Luminance | Metal - Chrome
829 | 2A13 | 0 | 760903 | New Construction | N/A |  | 0 |  | 0 |  | 103359 | Point+HemiSpherical | 45696 |  | 53563 | REF TYPE MARK | 0 | Y2 | 0 | 86818 | 90648,90649,90657,90658,90666,90667,90675,90676,93051,93052,93053,93054,93055,93056,93057,102922 | 3nfyjyjOf1zQfCeH8h9i$9 | 1 |  | M_Surface Mounted Light:Y2:Y2:760903 |  | NO | N/A | 829 | N/A | 16777215 | N/A | N/A | N/A | N/A | N/A |  | 120 V/1-150 VA | N/A | Linked Revit Model : Clinic_A.rvt | UNSET |  |  | Level: Level 2 | UNSET | F | 0 | 2.680000 |  | 1614.586563 | 0 | 0.050000 |  |  |  | 1.200000 |  |  | INCANDESCENT |  | N/A | UNSET | N/A | N/A | TRUE | N/A | 0 | N/A | 0 | 0 | 0 | 0 | 0 | UNSET | N/A | N/A | FIXED | N/A | General Luminaries, Non Directional | UNSET | N/A |  | N/A | N/A | N/A | 0 | L1 | 0 | N/A | N/A | N/A | 0 | UNSET | UNSET | 0 | 0 | 0 | 0 | 0 | [9 empty] | N/A |  |  |  | 23.80.70.11.11 |  |  | Y2 |  |  |  | 1291.669250 | Lighting - Dwelling Unit | 1 | L42C | 7 |  |  | 2900.000000 | 1 - 15 | [9 empty] | Glass - White, High Luminance |  | 1.219000 | 0.100000 | Metal - Paint Finish - Ivory, Glossy | Metal - Paint Finish - Ivory, Glossy
1198 | 2A13 | 0 | 783739 | New Construction | N/A |  | 0 |  | 0 |  | 103359 | Point+HemiSpherical | 45949 |  | 53815 | REF TYPE MARK | 0 | SC - 213mm Diameter | 0 |  | 94843,94844,94845,94846,94847,94848,94849,103456,103457,103458,103459,103460,103461,103462,103463 | 0yuotxu8DEgv2qMIt$xKBE | 1 |  | M_Downlight - Recessed Can:SC - 213mm Diameter:SC - 213mm Diameter:783739 |  | NO | N/A | 1198 | N/A | 16777215 | N/A | N/A | N/A | N/A | N/A |  | 120 V/1-100 VA | N/A | Linked Revit Model : Clinic_A.rvt | UNSET |  |  | Level: Level 2 | UNSET | F | 0 | 2.680000 |  | 1076.391042 | 0 | 0.050000 |  |  |  | 1.200000 |  |  | T4, TRIPLE TUBE, CRI=82 |  | N/A | UNSET | N/A | N/A | TRUE | N/A | 0 | N/A | 0 | 0 | 0 | 0 | 0 | UNSET | N/A | N/A | FIXED | N/A | Downlights | UNSET | N/A | D5020220 | N/A | N/A | N/A | 0 | L1 | 0 | N/A | N/A | N/A | 0 | UNSET | UNSET | 0 | 0 | 0 | 0 | 0 | [9 empty] | N/A | Lighting - Incandescent |  |  | 23.80.70.11.14.11 |  |  | SC |  |  | 0.100000 | 1291.669250 | Lighting - Dwelling Unit | 1 | L42C | 7 | 0.200000 | 0.200000 | 2400.000000 | 32 | 0.087300
1451 | 2A13 |  | 831529 | New Construction | N/A | [5 empty] | 103359 |  | 46138 |  | 43381 |  |  | Single Pole | 0 |  | 95999,96000,96001,96002,96003,96004,103554,103555,103556,103557,103558,103559 | 3q4w0ijjzFuh9My1IanUbh | 1 |  | M_Lighting Switches:Single Pole:Single Pole:831529 |  |  | N/A | 1451 | N/A |  | N/A | N/A | N/A | N/A | N/A |  | 120 V/1-0 VA | N/A | Linked Revit Model : Clinic_A.rvt |  |  |  | Level: Level 2 |  |  |  | 1.200000 |  | 0.000000 | [5 empty] | 1.200000 |  |  |  |  | N/A | UNSET | N/A | N/A | TRUE | N/A | 0 | N/A | 0 | 0 | 0 | 0 | 0 | UNSET | N/A | N/A | FIXED | N/A | Switches | UNSET | N/A |  | N/A | N/A | N/A | 0 | L1 | 0 | N/A | N/A | N/A | 0 | [16 empty] | N/A |  |  |  | 23.80.50.11.14 | [7 empty] | Other |  | L42C | 7 | [5 empty] | 1291.669250 | 0.000000
2376 | 2A13 |  | 970644 | New Construction | N/A | [5 empty] | 103359 |  | 47066 |  | 44292 |  |  | Standard | 0 |  | 101671,101672,101673,101674,101675,101676,103571,103572,103573,103574,103575 | 1ZhgLpwJLD8OCzRSS4he0s | 1 |  | M_Duplex Receptacle:Standard:Standard:970644 |  |  | N/A | 2376 | N/A |  | N/A | N/A | N/A | N/A | N/A |  | 120 V/1-180 VA | N/A | Linked Revit Model : Clinic_A.rvt | UNSET |  |  | Level: Level 2 |  |  |  | 0.500000 | [7 empty] | 0.460000 |  |  |  |  | N/A | UNSET | N/A | N/A | TRUE | N/A | 0 | N/A | 0 | 0 | 0 | 0 | 0 | UNSET | N/A | N/A | FIXED | N/A | Ground Fault Receptacles | UNSET | N/A |  | N/A | N/A | N/A | 0 | L1 | 0 | N/A | N/A | N/A | 0 | [16 empty] | N/A |  |  |  | 23.80.50.11.17 | [7 empty] | Receptacle |  | N22C | 20 | [5 empty] | 1291.669250 | 0.000000 | 803 | 1937.503875 | TRUE
2377 | 2A13 |  | 970688 | New Construction | N/A | [5 empty] | 103359 |  | 47067 |  | 44293 |  |  | Standard | 0 |  | 101677,101678,101679,101680,101681,101682,103571,103572,103573,103574,103575 | 1ZhgLpwJLD8OCzRSS4he1Y | 1 |  | M_Duplex Receptacle:Standard:Standard:970688 |  |  | N/A | 2377 | N/A |  | N/A | N/A | N/A | N/A | N/A |  | 120 V/1-180 VA | N/A | Linked Revit Model : Clinic_A.rvt | UNSET |  |  | Level: Level 2 |  |  |  | 0.500000 | [7 empty] | 0.460000 |  |  |  |  | N/A | UNSET | N/A | N/A | TRUE | N/A | 0 | N/A | 0 | 0 | 0 | 0 | 0 | UNSET | N/A | N/A | FIXED | N/A | Ground Fault Receptacles | UNSET | N/A |  | N/A | N/A | N/A | 0 | L1 | 0 | N/A | N/A | N/A | 0 | [16 empty] | N/A |  |  |  | 23.80.50.11.17 | [7 empty] | Receptacle |  | N22C | 18 | [5 empty] | 1291.669250 | 0.000000 | 804 | 1937.503875 | TRUE
2378 | 2A13 |  | 970955 | New Construction | N/A | [5 empty] | 103359 |  | 47068 |  | 44294 |  |  | Standard | 0 |  | 101683,101684,101685,101686,101687,101688,103571,103572,103573,103574,103575 | 1ZhgLpwJLD8OCzRSS4hfzf | 1 |  | M_Duplex Receptacle:Standard:Standard:970955 |  |  | N/A | 2378 | N/A |  | N/A | N/A | N/A | N/A | N/A |  | 120 V/1-180 VA | N/A | Linked Revit Model : Clinic_A.rvt | UNSET |  |  | Level: Level 2 |  |  |  | 0.650000 | [7 empty] | 0.460000 |  |  |  |  | N/A | UNSET | N/A | N/A | TRUE | N/A | 0 | N/A | 0 | 0 | 0 | 0 | 0 | UNSET | N/A | N/A | FIXED | N/A | Ground Fault Receptacles | UNSET | N/A |  | N/A | N/A | N/A | 0 | L1 | 0 | N/A | N/A | N/A | 0 | [16 empty] | N/A |  |  |  | 23.80.50.11.17 | [7 empty] | Receptacle |  | N22C | 22 | [5 empty] | 1291.669250 | 0.000000 | 805 | 1937.503875 | TRUE
2379 | 2A13 |  | 971069 | New Construction | N/A | [5 empty] | 103359 |  | 47069 |  | 44295 |  |  | Standard | 0 |  | 101689,101690,101691,101692,101693,101694,103571,103572,103573,103574,103575 | 1ZhgLpwJLD8OCzRSS4hfwV | 1 |  | M_Duplex Receptacle:Standard:Standard:971069 |  |  | N/A | 2379 | N/A |  | N/A | N/A | N/A | N/A | N/A |  | 120 V/1-180 VA | N/A | Linked Revit Model : Clinic_A.rvt | UNSET |  |  | Level: Level 2 |  |  |  | 0.650000 | [7 empty] | 0.460000 |  |  |  |  | N/A | UNSET | N/A | N/A | TRUE | N/A | 0 | N/A | 0 | 0 | 0 | 0 | 0 | UNSET | N/A | N/A | FIXED | N/A | Ground Fault Receptacles | UNSET | N/A |  | N/A | N/A | N/A | 0 | L1 | 0 | N/A | N/A | N/A | 0 | [16 empty] | N/A |  |  |  | 23.80.50.11.17 | [7 empty] | Receptacle |  | N22C | 18 | [5 empty] | 1291.669250 | 0.000000 | 806 | 1937.503875 | TRUE
2380 | 2A13 |  | 971124 | New Construction | N/A | [5 empty] | 103359 |  | 47070 |  | 44296 |  |  | Standard | 0 |  | 101695,101696,101697,101698,101699,101700,103571,103572,103573,103574,103575 | 1ZhgLpwJLD8OCzRSS4hfxM | 1 |  | M_Duplex Receptacle:Standard:Standard:971124 |  |  | N/A | 2380 | N/A |  | N/A | N/A | N/A | N/A | N/A |  | 120 V/1-180 VA | N/A | Linked Revit Model : Clinic_A.rvt | UNSET |  |  | Level: Level 2 |  |  |  | 0.650000 | [7 empty] | 0.460000 |  |  |  |  | N/A | UNSET | N/A | N/A | TRUE | N/A | 0 | N/A | 0 | 0 | 0 | 0 | 0 | UNSET | N/A | N/A | FIXED | N/A | Ground Fault Receptacles | UNSET | N/A |  | N/A | N/A | N/A | 0 | L1 | 0 | N/A | N/A | N/A | 0 | [16 empty] | N/A |  |  |  | 23.80.50.11.17 | [7 empty] | Receptacle |  | N22C | 18 | [5 empty] | 1291.669250 | 0.000000 | 807 | 1937.503875 | TRUE
2381 | 2A13 |  | 971197 | New Construction | N/A | [5 empty] | 103359 |  | 47071 |  | 44297 |  |  | Standard | 0 |  | 101701,101702,101703,101704,101705,101706,103571,103572,103573,103574,103575 | 1ZhgLpwJLD8OCzRSS4hfuV | 1 |  | M_Duplex Receptacle:Standard:Standard:971197 |  |  | N/A | 2381 | N/A |  | N/A | N/A | N/A | N/A | N/A |  | 120 V/1-180 VA | N/A | Linked Revit Model : Clinic_A.rvt | UNSET |  |  | Level: Level 2 |  |  |  | 0.650000 | [7 empty] | 0.460000 |  |  |  |  | N/A | UNSET | N/A | N/A | TRUE | N/A | 0 | N/A | 0 | 0 | 0 | 0 | 0 | UNSET | N/A | N/A | FIXED | N/A | Ground Fault Receptacles | UNSET | N/A |  | N/A | N/A | N/A | 0 | L1 | 0 | N/A | N/A | N/A | 0 | [16 empty] | N/A |  |  |  | 23.80.50.11.17 | [7 empty] | Receptacle |  | N22C | 22 | [5 empty] | 1291.669250 | 0.000000 | 808 | 1937.503875 | TRUE
2382 | 2A13 |  | 971271 | New Construction | N/A | [5 empty] | 103359 |  | 47072 |  | 44298 |  |  | Standard | 0 |  | 101707,101708,101709,101710,101711,101712,103571,103572,103573,103574,103575 | 1ZhgLpwJLD8OCzRSS4hfsb | 1 |  | M_Duplex Receptacle:Standard:Standard:971271 |  |  | N/A | 2382 | N/A |  | N/A | N/A | N/A | N/A | N/A |  | 120 V/1-180 VA | N/A | Linked Revit Model : Clinic_A.rvt | UNSET |  |  | Level: Level 2 |  |  |  | 0.650000 | [7 empty] | 0.460000 |  |  |  |  | N/A | UNSET | N/A | N/A | TRUE | N/A | 0 | N/A | 0 | 0 | 0 | 0 | 0 | UNSET | N/A | N/A | FIXED | N/A | Ground Fault Receptacles | UNSET | N/A |  | N/A | N/A | N/A | 0 | L1 | 0 | N/A | N/A | N/A | 0 | [16 empty] | N/A |  |  |  | 23.80.50.11.17 | [7 empty] | Receptacle |  | N22C | 18 | [5 empty] | 1291.669250 | 0.000000 | 809 | 1937.503875 | TRUE
1199 | 2A12-A | 0 | 783825 | New Construction | N/A |  | 0 |  | 0 |  | 102996 | Point+HemiSpherical | 45950 |  | 53816 | REF TYPE MARK | 0 | SC - 213mm Diameter | 0 |  | 94850,94851,94852,94853,94854,94855,94856,103456,103457,103458,103459,103460,103461,103462,103463 | 0yuotxu8DEgv2qMIt$xK9a | 1 |  | M_Downlight - Recessed Can:SC - 213mm Diameter:SC - 213mm Diameter:783825 |  | NO | N/A | 1199 | N/A | 16777215 | N/A | N/A | N/A | N/A | N/A |  | 120 V/1-100 VA | N/A | Linked Revit Model : Clinic_A.rvt | UNSET |  |  | Level: Level 2 | UNSET | F | 0 | 2.680000 |  | 1076.391042 | 0 | 0.050000 |  |  |  | 1.200000 |  |  | T4, TRIPLE TUBE, CRI=82 |  | N/A | UNSET | N/A | N/A | TRUE | N/A | 0 | N/A | 0 | 0 | 0 | 0 | 0 | UNSET | N/A | N/A | FIXED | N/A | Downlights | UNSET | N/A | D5020220 | N/A | N/A | N/A | 0 | L1 | 0 | N/A | N/A | N/A | 0 | UNSET | UNSET | 0 | 0 | 0 | 0 | 0 | [9 empty] | N/A | Lighting - Incandescent |  |  | 23.80.70.11.14.11 |  |  | SC |  |  | 0.100000 | 1291.669250 | Lighting - Dwelling Unit | 1 | L42C | 7 | 0.200000 | 0.200000 | 2400.000000 | 32 | 0.087300
2405 | 2A12-A |  | 973922 | New Construction | N/A | [5 empty] | 102996 |  | 47095 |  | 44321 |  |  | Standard | 0 |  | 101845,101846,101847,101848,101849,101850,103571,103572,103573,103574,103575 | 1ZhgLpwJLD8OCzRSS4hfF0 | 1 |  | M_Duplex Receptacle:Standard:Standard:973922 |  |  | N/A | 2405 | N/A |  | N/A | N/A | N/A | N/A | N/A |  | 120 V/1-180 VA | N/A | Linked Revit Model : Clinic_A.rvt | UNSET |  |  | Level: Level 2 |  |  |  | 0.500000 | [7 empty] | 0.460000 |  |  |  |  | N/A | UNSET | N/A | N/A | TRUE | N/A | 0 | N/A | 0 | 0 | 0 | 0 | 0 | UNSET | N/A | N/A | FIXED | N/A | Ground Fault Receptacles | UNSET | N/A |  | N/A | N/A | N/A | 0 | L1 | 0 | N/A | N/A | N/A | 0 | [16 empty] | N/A |  |  |  | 23.80.50.11.17 | [7 empty] | Receptacle |  | N22C | 24 | [5 empty] | 1291.669250 | 0.000000 | 832 | 1937.503875 | TRUE
2409 | 2A12-A |  | 974284 | New Construction | N/A | [5 empty] | 102996 |  | 47099 |  | 44325 |  |  | Standard | 0 |  | 101869,101870,101871,101872,101873,101874,103571,103572,103573,103574,103575 | 1ZhgLpwJLD8OCzRSS4hf9k | 1 |  | M_Duplex Receptacle:Standard:Standard:974284 |  |  | N/A | 2409 | N/A |  | N/A | N/A | N/A | N/A | N/A |  | 120 V/1-180 VA | N/A | Linked Revit Model : Clinic_A.rvt | UNSET |  |  | Level: Level 2 |  |  |  | 0.500000 | [7 empty] | 0.460000 |  |  |  |  | N/A | UNSET | N/A | N/A | TRUE | N/A | 0 | N/A | 0 | 0 | 0 | 0 | 0 | UNSET | N/A | N/A | FIXED | N/A | Ground Fault Receptacles | UNSET | N/A |  | N/A | N/A | N/A | 0 | L1 | 0 | N/A | N/A | N/A | 0 | [16 empty] | N/A |  |  |  | 23.80.50.11.17 | [7 empty] | Receptacle |  | N22C | 24 | [5 empty] | 1291.669250 | 0.000000 | 836 | 1937.503875 | TRUE
838 | 2A14 | 0 | 761900 | New Construction | N/A |  | 0 |  | 0 |  | 103411 | Point+HemiSpherical | 45705 |  | 53572 | REF TYPE MARK | 0 | B1 - 0610x1219mm | 0 | 86809 | 93114,93115,93116,93117,93118,93119,93120,103561,103562,103563,103564,103565,103566,103567,103568,103569 | 3nfyjyjOf1zQfCeH8h9lEY | 1 |  | M_Troffer Light - Parabolic Rectangular:B1 - 0610x1219mm:B1 - 0610x1219mm:761900 |  | NO | N/A | 838 | N/A | 16777215 | N/A | N/A | N/A | N/A | N/A |  | 120 V/1-80 VA | N/A | Linked Revit Model : Clinic_A.rvt | UNSET |  |  | Level: Level 2 | UNSET | F | 0 | 2.680000 |  | 861.112833 | 0 | 0.050000 |  |  |  | 1.200000 |  |  | T8, 1219mm, RAPID START, CRI=75 |  | N/A | UNSET | N/A | N/A | TRUE | N/A | 0 | N/A | 0 | 0 | 0 | 0 | 0 | UNSET | N/A | N/A | FIXED | N/A | Downlights | UNSET | N/A | D5020210 | N/A | N/A | N/A | 0 | L1 | 0 | N/A | N/A | N/A | 0 | UNSET | UNSET | 0 | 0 | 0 | 0 | 0 | [9 empty] | N/A | Lighting - Fluorescent |  |  | 23.80.70.11.14.11 |  |  | B1 |  |  |  | 1291.669250 | Lighting - Dwelling Unit | 1 | L42C | 7 |  |  | 2900.000000 | 32 | [8 empty] | Metal - Paint Finish - Dark Gray, Matte | Glass - White, High Luminance | Metal - Chrome
839 | 2A14 | 0 | 762032 | New Construction | N/A |  | 0 |  | 0 |  | 103411 | Point+HemiSpherical | 45706 |  | 53573 | REF TYPE MARK | 0 | B1 - 0610x1219mm | 0 | 86808 | 93121,93122,93123,93124,93125,93126,93127,103561,103562,103563,103564,103565,103566,103567,103568,103569 | 3nfyjyjOf1zQfCeH8h9lC_ | 1 |  | M_Troffer Light - Parabolic Rectangular:B1 - 0610x1219mm:B1 - 0610x1219mm:762032 |  | NO | N/A | 839 | N/A | 16777215 | N/A | N/A | N/A | N/A | N/A |  | 120 V/1-80 VA | N/A | Linked Revit Model : Clinic_A.rvt | UNSET |  |  | Level: Level 2 | UNSET | F | 0 | 2.680000 |  | 861.112833 | 0 | 0.050000 |  |  |  | 1.200000 |  |  | T8, 1219mm, RAPID START, CRI=75 |  | N/A | UNSET | N/A | N/A | TRUE | N/A | 0 | N/A | 0 | 0 | 0 | 0 | 0 | UNSET | N/A | N/A | FIXED | N/A | Downlights | UNSET | N/A | D5020210 | N/A | N/A | N/A | 0 | L1 | 0 | N/A | N/A | N/A | 0 | UNSET | UNSET | 0 | 0 | 0 | 0 | 0 | [9 empty] | N/A | Lighting - Fluorescent |  |  | 23.80.70.11.14.11 |  |  | B1 |  |  |  | 1291.669250 | Lighting - Dwelling Unit | 1 | L42C | 7 |  |  | 2900.000000 | 32 | [8 empty] | Metal - Paint Finish - Dark Gray, Matte | Glass - White, High Luminance | Metal - Chrome
840 | 2A14 | 0 | 762088 | New Construction | N/A |  | 0 |  | 0 |  | 103411 | Point+HemiSpherical | 45707 |  | 53574 | REF TYPE MARK | 0 | B1 - 0610x1219mm | 0 | 86807 | 93128,93129,93130,93131,93132,93133,93134,103561,103562,103563,103564,103565,103566,103567,103568,103569 | 3nfyjyjOf1zQfCeH8h9lDc | 1 |  | M_Troffer Light - Parabolic Rectangular:B1 - 0610x1219mm:B1 - 0610x1219mm:762088 |  | NO | N/A | 840 | N/A | 16777215 | N/A | N/A | N/A | N/A | N/A |  | 120 V/1-80 VA | N/A | Linked Revit Model : Clinic_A.rvt | UNSET |  |  | Level: Level 2 | UNSET | F | 0 | 2.680000 |  | 861.112833 | 0 | 0.050000 |  |  |  | 1.200000 |  |  | T8, 1219mm, RAPID START, CRI=75 |  | N/A | UNSET | N/A | N/A | TRUE | N/A | 0 | N/A | 0 | 0 | 0 | 0 | 0 | UNSET | N/A | N/A | FIXED | N/A | Downlights | UNSET | N/A | D5020210 | N/A | N/A | N/A | 0 | L1 | 0 | N/A | N/A | N/A | 0 | UNSET | UNSET | 0 | 0 | 0 | 0 | 0 | [9 empty] | N/A | Lighting - Fluorescent |  |  | 23.80.70.11.14.11 |  |  | B1 |  |  |  | 1291.669250 | Lighting - Dwelling Unit | 1 | L42C | 7 |  |  | 2900.000000 | 32 | [8 empty] | Metal - Paint Finish - Dark Gray, Matte | Glass - White, High Luminance | Metal - Chrome
841 | 2A14 | 0 | 762164 | New Construction | N/A |  | 0 |  | 0 |  | 103411 | Point+HemiSpherical | 45708 |  | 53575 | REF TYPE MARK | 0 | B1 - 0610x1219mm | 0 | 86806 | 93135,93136,93137,93138,93139,93140,93141,103561,103562,103563,103564,103565,103566,103567,103568,103569 | 3nfyjyjOf1zQfCeH8h9lAw | 1 |  | M_Troffer Light - Parabolic Rectangular:B1 - 0610x1219mm:B1 - 0610x1219mm:762164 |  | NO | N/A | 841 | N/A | 16777215 | N/A | N/A | N/A | N/A | N/A |  | 120 V/1-80 VA | N/A | Linked Revit Model : Clinic_A.rvt | UNSET |  |  | Level: Level 2 | UNSET | F | 0 | 2.680000 |  | 861.112833 | 0 | 0.050000 |  |  |  | 1.200000 |  |  | T8, 1219mm, RAPID START, CRI=75 |  | N/A | UNSET | N/A | N/A | TRUE | N/A | 0 | N/A | 0 | 0 | 0 | 0 | 0 | UNSET | N/A | N/A | FIXED | N/A | Downlights | UNSET | N/A | D5020210 | N/A | N/A | N/A | 0 | L1 | 0 | N/A | N/A | N/A | 0 | UNSET | UNSET | 0 | 0 | 0 | 0 | 0 | [9 empty] | N/A | Lighting - Fluorescent |  |  | 23.80.70.11.14.11 |  |  | B1 |  |  |  | 1291.669250 | Lighting - Dwelling Unit | 1 | L42C | 7 |  |  | 2900.000000 | 32 | [8 empty] | Metal - Paint Finish - Dark Gray, Matte | Glass - White, High Luminance | Metal - Chrome
842 | 2A14 | 0 | 762237 | New Construction | N/A |  | 0 |  | 0 |  | 103411 | Point+HemiSpherical | 45709 |  | 53576 | REF TYPE MARK | 0 | B1 - 0610x1219mm | 0 | 86805 | 93142,93143,93144,93145,93146,93147,93148,103561,103562,103563,103564,103565,103566,103567,103568,103569 | 3nfyjyjOf1zQfCeH8h9lBp | 1 |  | M_Troffer Light - Parabolic Rectangular:B1 - 0610x1219mm:B1 - 0610x1219mm:762237 |  | NO | N/A | 842 | N/A | 16777215 | N/A | N/A | N/A | N/A | N/A |  | 120 V/1-80 VA | N/A | <not associated> | UNSET |  |  | Level: Level 2 | UNSET | F | 0 | 2.680000 |  | 861.112833 | 0 | 0.050000 |  |  |  | 1.200000 |  |  | T8, 1219mm, RAPID START, CRI=75 |  | N/A | UNSET | N/A | N/A | TRUE | N/A | 0 | N/A | 0 | 0 | 0 | 0 | 0 | UNSET | N/A | N/A | FIXED | N/A | Downlights | UNSET | N/A | D5020210 | N/A | N/A | N/A | 0 | L1 | 0 | N/A | N/A | N/A | 0 | UNSET | UNSET | 0 | 0 | 0 | 0 | 0 | [9 empty] | N/A | Lighting - Fluorescent |  |  | 23.80.70.11.14.11 |  |  | B1 |  |  |  | 1291.669250 | Lighting - Dwelling Unit | 1 | L42C | 7 |  |  | 2900.000000 | 32 | [8 empty] | Metal - Paint Finish - Dark Gray, Matte | Glass - White, High Luminance | Metal - Chrome
843 | 2A14 | 0 | 762334 | New Construction | N/A |  | 0 |  | 0 |  | 103411 | Point+HemiSpherical | 45710 |  | 53577 | REF TYPE MARK | 0 | B1B - 0610x1219mm | 0 | 86804 | 93149,93150,93151,93152,93153,93154,93155,103443,103444,103445,103446,103447,103448,103449,103450,103452 | 3nfyjyjOf1zQfCeH8h9l9G | 1 |  | M_Troffer Light - Parabolic Rectangular:B1B - 0610x1219mm:B1B - 0610x1219mm:762334 |  | YES | N/A | 843 | N/A | 16777215 | N/A | N/A | N/A | N/A | N/A |  | 120 V/1-80 VA | N/A | Linked Revit Model : Clinic_A.rvt | UNSET |  |  | Level: Level 2 | UNSET | F | 0 | 2.680000 |  | 861.112833 | 0 | 0.050000 |  |  |  | 1.200000 |  |  | T8, 1219mm, RAPID START, CRI=75 |  | N/A | UNSET | N/A | N/A | TRUE | N/A | 0 | N/A | 0 | 0 | 0 | 0 | 0 | UNSET | N/A | N/A | FIXED | N/A | Downlights | UNSET | N/A | D5020210 | N/A | N/A | N/A | 0 | L1 | 0 | N/A | N/A | N/A | 0 | UNSET | UNSET | 0 | 0 | 0 | 0 | 0 | [9 empty] | N/A | Lighting - Fluorescent |  |  | 23.80.70.11.14.11 |  |  | B1B |  |  |  | 1291.669250 | Lighting - Dwelling Unit | 1 | L42C | 7 |  |  | 2900.000000 | 32 | [8 empty] | Metal - Paint Finish - Dark Gray, Matte | Glass - White, High Luminance | Metal - Chrome
1003 | 2A14 | 0 | 779006 | New Construction | N/A |  | 0 |  | 0 |  | 103411 | Point+HemiSpherical | 45879 |  | 53746 | REF TYPE MARK | 0 | M175 | 0 | 86644 | 90556,90564,90565,90573,90574,90582,90583,90591,94337,94338,94339,94340,94341,94342,94343,102921 | 0yuotxu8DEgv2qMIt$xLLB | 1 |  | M_Surface Mounted Light:M175:M175:779006 |  | NO | N/A | 1003 | N/A | 16777215 | N/A | N/A | N/A | N/A | N/A |  | 120 V/1-150 VA | N/A | Linked Revit Model : Clinic_A.rvt | UNSET |  |  | Level: Level 2 | UNSET | F | 0 | 2.680000 |  | 1614.586563 | 0 | 0.050000 |  |  |  | 1.200000 |  |  | METAL HALIDE |  | N/A | UNSET | N/A | N/A | TRUE | N/A | 0 | N/A | 0 | 0 | 0 | 0 | 0 | UNSET | N/A | N/A | FIXED | N/A | General Luminaries, Non Directional | UNSET | N/A |  | N/A | N/A | N/A | 0 | L1 | 0 | N/A | N/A | N/A | 0 | UNSET | UNSET | 0 | 0 | 0 | 0 | 0 | [9 empty] | N/A |  |  |  | 23.80.70.11.11 |  |  | M175 |  |  |  | 1291.669250 | Lighting - Dwelling Unit | 1 | L42C | 7 |  |  | 14000.000000 | 175 | [9 empty] | Glass - White, High Luminance |  | 2.400000 | 0.100000 | Metal - Paint Finish - Ivory, Glossy | Metal - Paint Finish - Ivory, Glossy
1456 | 2A14 |  | 833311 | New Construction | N/A | [5 empty] | 103411 |  | 46143 |  | 43386 |  |  | Single Pole | 0 |  | 96029,96030,96031,96032,96033,96034,103554,103555,103556,103557,103558,103559 | 3q4w0ijjzFuh9My1IanUvT | 1 |  | M_Lighting Switches:Single Pole:Single Pole:833311 |  |  | N/A | 1456 | N/A |  | N/A | N/A | N/A | N/A | N/A |  | 120 V/1-0 VA | N/A | Linked Revit Model : Clinic_A.rvt |  |  |  | Level: Level 2 |  |  |  | 1.200000 |  | 0.000000 | [5 empty] | 1.200000 |  |  |  |  | N/A | UNSET | N/A | N/A | TRUE | N/A | 0 | N/A | 0 | 0 | 0 | 0 | 0 | UNSET | N/A | N/A | FIXED | N/A | Switches | UNSET | N/A |  | N/A | N/A | N/A | 0 | L1 | 0 | N/A | N/A | N/A | 0 | [16 empty] | N/A |  |  |  | 23.80.50.11.14 | [7 empty] | Other |  | L42C | 7 | [5 empty] | 1291.669250 | 0.000000
2391 | 2A14 |  | 972222 | New Construction | N/A | [5 empty] | 103411 |  | 47081 |  | 44307 |  |  | Standard | 0 |  | 101761,101762,101763,101764,101765,101766,103571,103572,103573,103574,103575 | 1ZhgLpwJLD8OCzRSS4hfeS | 1 |  | M_Duplex Receptacle:Standard:Standard:972222 |  |  | N/A | 2391 | N/A |  | N/A | N/A | N/A | N/A | N/A |  | 120 V/1-180 VA | N/A | Linked Revit Model : Clinic_A.rvt | UNSET |  |  | Level: Level 2 |  |  |  | 0.500000 | [7 empty] | 0.460000 |  |  |  |  | N/A | UNSET | N/A | N/A | TRUE | N/A | 0 | N/A | 0 | 0 | 0 | 0 | 0 | UNSET | N/A | N/A | FIXED | N/A | Ground Fault Receptacles | UNSET | N/A |  | N/A | N/A | N/A | 0 | L1 | 0 | N/A | N/A | N/A | 0 | [16 empty] | N/A |  |  |  | 23.80.50.11.17 | [7 empty] | Receptacle |  | N22C | 21 | [5 empty] | 1291.669250 | 0.000000 | 818 | 1937.503875 | TRUE
2392 | 2A14 |  | 972325 | New Construction | N/A | [5 empty] | 103411 |  | 47082 |  | 44308 |  |  | Standard | 0 |  | 101767,101768,101769,101770,101771,101772,103571,103572,103573,103574,103575 | 1ZhgLpwJLD8OCzRSS4hfc7 | 1 |  | M_Duplex Receptacle:Standard:Standard:972325 |  |  | N/A | 2392 | N/A |  | N/A | N/A | N/A | N/A | N/A |  | 120 V/1-180 VA | N/A | Linked Revit Model : Clinic_A.rvt | UNSET |  |  | Level: Level 2 |  |  |  | 0.500000 | [7 empty] | 0.460000 |  |  |  |  | N/A | UNSET | N/A | N/A | TRUE | N/A | 0 | N/A | 0 | 0 | 0 | 0 | 0 | UNSET | N/A | N/A | FIXED | N/A | Ground Fault Receptacles | UNSET | N/A |  | N/A | N/A | N/A | 0 | L1 | 0 | N/A | N/A | N/A | 0 | [16 empty] | N/A |  |  |  | 23.80.50.11.17 | [7 empty] | Receptacle |  | N22C | 21 | [5 empty] | 1291.669250 | 0.000000 | 819 | 1937.503875 | TRUE
2393 | 2A14 |  | 972368 | New Construction | N/A | [5 empty] | 103411 |  | 47083 |  | 44309 |  |  | Standard | 0 |  | 101773,101774,101775,101776,101777,101778,103571,103572,103573,103574,103575 | 1ZhgLpwJLD8OCzRSS4hfdo | 1 |  | M_Duplex Receptacle:Standard:Standard:972368 |  |  | N/A | 2393 | N/A |  | N/A | N/A | N/A | N/A | N/A |  | 120 V/1-180 VA | N/A | Linked Revit Model : Clinic_A.rvt | UNSET |  |  | Level: Level 2 |  |  |  | 0.500000 | [7 empty] | 0.460000 |  |  |  |  | N/A | UNSET | N/A | N/A | TRUE | N/A | 0 | N/A | 0 | 0 | 0 | 0 | 0 | UNSET | N/A | N/A | FIXED | N/A | Ground Fault Receptacles | UNSET | N/A |  | N/A | N/A | N/A | 0 | L1 | 0 | N/A | N/A | N/A | 0 | [16 empty] | N/A |  |  |  | 23.80.50.11.17 | [7 empty] | Receptacle |  | N22C | 23 | [5 empty] | 1291.669250 | 0.000000 | 820 | 1937.503875 | TRUE
2394 | 2A14 |  | 972787 | New Construction | N/A | [5 empty] | 103411 |  | 47084 |  | 44310 |  |  | Standard | 0 |  | 101779,101780,101781,101782,101783,101784,103571,103572,103573,103574,103575 | 1ZhgLpwJLD8OCzRSS4hfXH | 1 |  | M_Duplex Receptacle:Standard:Standard:972787 |  |  | N/A | 2394 | N/A |  | N/A | N/A | N/A | N/A | N/A |  | 120 V/1-180 VA | N/A | Linked Revit Model : Clinic_A.rvt | UNSET |  |  | Level: Level 2 |  |  |  | 0.500000 | [7 empty] | 0.460000 |  |  |  |  | N/A | UNSET | N/A | N/A | TRUE | N/A | 0 | N/A | 0 | 0 | 0 | 0 | 0 | UNSET | N/A | N/A | FIXED | N/A | Ground Fault Receptacles | UNSET | N/A |  | N/A | N/A | N/A | 0 | L1 | 0 | N/A | N/A | N/A | 0 | [16 empty] | N/A |  |  |  | 23.80.50.11.17 | [7 empty] | Receptacle |  | N22C | 21 | [5 empty] | 1291.669250 | 0.000000 | 821 | 1937.503875 | TRUE
2395 | 2A14 |  | 972885 | New Construction | N/A | [5 empty] | 103411 |  | 47085 |  | 44311 |  |  | Standard | 0 |  | 101785,101786,101787,101788,101789,101790,103571,103572,103573,103574,103575 | 1ZhgLpwJLD8OCzRSS4hfVt | 1 |  | M_Duplex Receptacle:Standard:Standard:972885 |  |  | N/A | 2395 | N/A |  | N/A | N/A | N/A | N/A | N/A |  | 120 V/1-180 VA | N/A | Linked Revit Model : Clinic_A.rvt | UNSET |  |  | Level: Level 2 |  |  |  | 0.500000 | [7 empty] | 0.460000 |  |  |  |  | N/A | UNSET | N/A | N/A | TRUE | N/A | 0 | N/A | 0 | 0 | 0 | 0 | 0 | UNSET | N/A | N/A | FIXED | N/A | Ground Fault Receptacles | UNSET | N/A |  | N/A | N/A | N/A | 0 | L1 | 0 | N/A | N/A | N/A | 0 | [16 empty] | N/A |  |  |  | 23.80.50.11.17 | [7 empty] | Receptacle |  | N22C | 19 | [5 empty] | 1291.669250 | 0.000000 | 822 | 1937.503875 | TRUE
2396 | 2A14 |  | 972938 | New Construction | N/A | [5 empty] | 103411 |  | 47086 |  | 44312 |  |  | Standard | 0 |  | 101791,101792,101793,101794,101795,101796,103571,103572,103573,103574,103575 | 1ZhgLpwJLD8OCzRSS4hfSe | 1 |  | M_Duplex Receptacle:Standard:Standard:972938 |  |  | N/A | 2396 | N/A |  | N/A | N/A | N/A | N/A | N/A |  | 120 V/1-180 VA | N/A | Linked Revit Model : Clinic_A.rvt | UNSET |  |  | Level: Level 2 |  |  |  | 0.500000 | [7 empty] | 0.460000 |  |  |  |  | N/A | UNSET | N/A | N/A | TRUE | N/A | 0 | N/A | 0 | 0 | 0 | 0 | 0 | UNSET | N/A | N/A | FIXED | N/A | Ground Fault Receptacles | UNSET | N/A |  | N/A | N/A | N/A | 0 | L1 | 0 | N/A | N/A | N/A | 0 | [16 empty] | N/A |  |  |  | 23.80.50.11.17 | [7 empty] | Receptacle |  | N22C | 19 | [5 empty] | 1291.669250 | 0.000000 | 823 | 1937.503875 | TRUE
2397 | 2A14 |  | 972981 | New Construction | N/A | [5 empty] | 103411 |  | 47087 |  | 44313 |  |  | Standard | 0 |  | 101797,101798,101799,101800,101801,101802,103571,103572,103573,103574,103575 | 1ZhgLpwJLD8OCzRSS4hfSN | 1 |  | M_Duplex Receptacle:Standard:Standard:972981 |  |  | N/A | 2397 | N/A |  | N/A | N/A | N/A | N/A | N/A |  | 120 V/1-180 VA | N/A | Linked Revit Model : Clinic_A.rvt | UNSET |  |  | Level: Level 2 |  |  |  | 0.500000 | [7 empty] | 0.460000 |  |  |  |  | N/A | UNSET | N/A | N/A | TRUE | N/A | 0 | N/A | 0 | 0 | 0 | 0 | 0 | UNSET | N/A | N/A | FIXED | N/A | Ground Fault Receptacles | UNSET | N/A |  | N/A | N/A | N/A | 0 | L1 | 0 | N/A | N/A | N/A | 0 | [16 empty] | N/A |  |  |  | 23.80.50.11.17 | [7 empty] | Receptacle |  | N22C | 19 | [5 empty] | 1291.669250 | 0.000000 | 824 | 1937.503875 | TRUE
2398 | 2A14 |  | 973064 | New Construction | N/A | [5 empty] | 103411 |  | 47088 |  | 44314 |  |  | Standard | 0 |  | 101803,101804,101805,101806,101807,101808,103571,103572,103573,103574,103575 | 1ZhgLpwJLD8OCzRSS4hfQg | 1 |  | M_Duplex Receptacle:Standard:Standard:973064 |  |  | N/A | 2398 | N/A |  | N/A | N/A | N/A | N/A | N/A |  | 120 V/1-180 VA | N/A | Linked Revit Model : Clinic_A.rvt | UNSET |  |  | Level: Level 2 |  |  |  | 0.500000 | [7 empty] | 0.460000 |  |  |  |  | N/A | UNSET | N/A | N/A | TRUE | N/A | 0 | N/A | 0 | 0 | 0 | 0 | 0 | UNSET | N/A | N/A | FIXED | N/A | Ground Fault Receptacles | UNSET | N/A |  | N/A | N/A | N/A | 0 | L1 | 0 | N/A | N/A | N/A | 0 | [16 empty] | N/A |  |  |  | 23.80.50.11.17 | [7 empty] | Receptacle |  | N22C | 19 | [5 empty] | 1291.669250 | 0.000000 | 825 | 1937.503875 | TRUE
872 | 2C01 | 0 | 765736 | New Construction | N/A |  | 0 |  | 0 |  | 103267 | Point+HemiSpherical | 45739 |  | 53606 | REF TYPE MARK | 0 | C1 - 0610x1219mm | 0 | 86775 | 93352,93353,93354,93355,93356,93357,93358,103435,103436,103437,103438,103439,103440,103441,103442,103451 | 3nfyjyjOf1zQfCeH8h9loc | 1 |  | M_Troffer Light - Parabolic Rectangular:C1 - 0610x1219mm:C1 - 0610x1219mm:765736 |  | NO | N/A | 872 | N/A | 16777215 | N/A | N/A | N/A | N/A | N/A |  | 120 V/1-80 VA | N/A | Linked Revit Model : Clinic_A.rvt | UNSET |  |  | Level: Level 2 | UNSET | F | 0 | 2.680000 |  | 861.112833 | 0 | 0.050000 |  |  |  | 1.200000 |  |  | T8, 1219mm, RAPID START, CRI=75 |  | N/A | UNSET | N/A | N/A | TRUE | N/A | 0 | N/A | 0 | 0 | 0 | 0 | 0 | UNSET | N/A | N/A | FIXED | N/A | Downlights | UNSET | N/A | D5020210 | N/A | N/A | N/A | 0 | L1 | 0 | N/A | N/A | N/A | 0 | UNSET | UNSET | 0 | 0 | 0 | 0 | 0 | [9 empty] | N/A | Lighting - Fluorescent |  |  | 23.80.70.11.14.11 |  |  | C1 |  |  |  | 1291.669250 | Lighting - Dwelling Unit | 1 | L42C | 2 |  |  | 2900.000000 | 32 | [8 empty] | Metal - Paint Finish - Dark Gray, Matte | Glass - White, High Luminance | Metal - Chrome
873 | 2C01 | 0 | 765785 | New Construction | N/A |  | 0 |  | 0 |  | 103267 | Point+HemiSpherical | 45740 |  | 53607 | REF TYPE MARK | 0 | C1 - 0610x1219mm | 0 | 86774 | 93359,93360,93361,93362,93363,93364,93365,103435,103436,103437,103438,103439,103440,103441,103442,103451 | 3nfyjyjOf1zQfCeH8h9lpN | 1 |  | M_Troffer Light - Parabolic Rectangular:C1 - 0610x1219mm:C1 - 0610x1219mm:765785 |  | NO | N/A | 873 | N/A | 16777215 | N/A | N/A | N/A | N/A | N/A |  | 120 V/1-80 VA | N/A | Linked Revit Model : Clinic_A.rvt | UNSET |  |  | Level: Level 2 | UNSET | F | 0 | 2.680000 |  | 861.112833 | 0 | 0.050000 |  |  |  | 1.200000 |  |  | T8, 1219mm, RAPID START, CRI=75 |  | N/A | UNSET | N/A | N/A | TRUE | N/A | 0 | N/A | 0 | 0 | 0 | 0 | 0 | UNSET | N/A | N/A | FIXED | N/A | Downlights | UNSET | N/A | D5020210 | N/A | N/A | N/A | 0 | L1 | 0 | N/A | N/A | N/A | 0 | UNSET | UNSET | 0 | 0 | 0 | 0 | 0 | [9 empty] | N/A | Lighting - Fluorescent |  |  | 23.80.70.11.14.11 |  |  | C1 |  |  |  | 1291.669250 | Lighting - Dwelling Unit | 1 | L42C | 2 |  |  | 2900.000000 | 32 | [8 empty] | Metal - Paint Finish - Dark Gray, Matte | Glass - White, High Luminance | Metal - Chrome
1442 | 2C01 |  | 830657 | New Construction | N/A | [5 empty] | 103267 |  | 46129 |  | 43372 |  |  | Single Pole | 0 |  | 95945,95946,95947,95948,95949,95950,103554,103555,103556,103557,103558,103559 | 3q4w0ijjzFuh9My1IanVM3 | 1 |  | M_Lighting Switches:Single Pole:Single Pole:830657 |  |  | N/A | 1442 | N/A |  | N/A | N/A | N/A | N/A | N/A |  | 120 V/1-0 VA | N/A | Linked Revit Model : Clinic_A.rvt |  |  |  | Level: Level 2 |  |  |  | 1.200000 |  | 0.000000 | [5 empty] | 1.200000 |  |  |  |  | N/A | UNSET | N/A | N/A | TRUE | N/A | 0 | N/A | 0 | 0 | 0 | 0 | 0 | UNSET | N/A | N/A | FIXED | N/A | Switches | UNSET | N/A |  | N/A | N/A | N/A | 0 | L1 | 0 | N/A | N/A | N/A | 0 | [16 empty] | N/A |  |  |  | 23.80.50.11.14 | [7 empty] | Other |  | L42C | 2 | [5 empty] | 1291.669250 | 0.000000
2526 | 2C01 |  | 987258 | New Construction | N/A | [5 empty] | 103267 |  | 47216 |  | 44442 |  |  | Standard | 0 |  | 102571,102572,102573,102574,102575,102576,103571,103572,103573,103574,103575 | 1ZhgLpwJLD8OCzRSS4hr$O | 1 |  | M_Duplex Receptacle:Standard:Standard:987258 |  |  | N/A | 2526 | N/A |  | N/A | N/A | N/A | N/A | N/A |  | 120 V/1-180 VA | N/A | Linked Revit Model : Clinic_A.rvt | UNSET |  |  | Level: Level 2 |  |  |  | 0.500000 | [7 empty] | 0.460000 |  |  |  |  | N/A | UNSET | N/A | N/A | TRUE | N/A | 0 | N/A | 0 | 0 | 0 | 0 | 0 | UNSET | N/A | N/A | FIXED | N/A | Ground Fault Receptacles | UNSET | N/A |  | N/A | N/A | N/A | 0 | L1 | 0 | N/A | N/A | N/A | 0 | [16 empty] | N/A |  |  |  | 23.80.50.11.17 | [7 empty] | Receptacle |  | N22C1 | 7 | [5 empty] | 1291.669250 | 0.000000 | 953 | 1937.503875 | TRUE
2527 | 2C01 |  | 987374 | New Construction | N/A | [5 empty] | 103267 |  | 47217 |  | 44443 |  |  | Standard | 0 |  | 102577,102578,102579,102580,102581,102582,103571,103572,103573,103574,103575 | 1ZhgLpwJLD8OCzRSS4hrzC | 1 |  | M_Duplex Receptacle:Standard:Standard:987374 |  |  | N/A | 2527 | N/A |  | N/A | N/A | N/A | N/A | N/A |  | 120 V/1-180 VA | N/A | Linked Revit Model : Clinic_A.rvt | UNSET |  |  | Level: Level 2 |  |  |  | 0.500000 | [7 empty] | 0.460000 |  |  |  |  | N/A | UNSET | N/A | N/A | TRUE | N/A | 0 | N/A | 0 | 0 | 0 | 0 | 0 | UNSET | N/A | N/A | FIXED | N/A | Ground Fault Receptacles | UNSET | N/A |  | N/A | N/A | N/A | 0 | L1 | 0 | N/A | N/A | N/A | 0 | [16 empty] | N/A |  |  |  | 23.80.50.11.17 | [7 empty] | Receptacle |  | N22C1 | 7 | [5 empty] | 1291.669250 | 0.000000 | 954 | 1937.503875 | TRUE
2528 | 2C01 |  | 987418 | New Construction | N/A | [5 empty] | 103267 |  | 47218 |  | 44444 |  |  | Standard | 0 |  | 102583,102584,102585,102586,102587,102588,103571,103572,103573,103574,103575 | 1ZhgLpwJLD8OCzRSS4hrwu | 1 |  | M_Duplex Receptacle:Standard:Standard:987418 |  |  | N/A | 2528 | N/A |  | N/A | N/A | N/A | N/A | N/A |  | 120 V/1-180 VA | N/A | Linked Revit Model : Clinic_A.rvt | UNSET |  |  | Level: Level 2 |  |  |  | 0.500000 | [7 empty] | 0.460000 |  |  |  |  | N/A | UNSET | N/A | N/A | TRUE | N/A | 0 | N/A | 0 | 0 | 0 | 0 | 0 | UNSET | N/A | N/A | FIXED | N/A | Ground Fault Receptacles | UNSET | N/A |  | N/A | N/A | N/A | 0 | L1 | 0 | N/A | N/A | N/A | 0 | [16 empty] | N/A |  |  |  | 23.80.50.11.17 | [7 empty] | Receptacle |  | N22C1 | 7 | [5 empty] | 1291.669250 | 0.000000 | 955 | 1937.503875 | TRUE
2529 | 2C01 |  | 987472 | New Construction | N/A | [5 empty] | 103267 |  | 47219 |  | 44445 |  |  | Standard | 0 |  | 102589,102590,102591,102592,102593,102594,103571,103572,103573,103574,103575 | 1ZhgLpwJLD8OCzRSS4hrxo | 1 |  | M_Duplex Receptacle:Standard:Standard:987472 |  |  | N/A | 2529 | N/A |  | N/A | N/A | N/A | N/A | N/A |  | 120 V/1-180 VA | N/A | Linked Revit Model : Clinic_A.rvt | UNSET |  |  | Level: Level 2 |  |  |  | 0.500000 | [7 empty] | 0.460000 |  |  |  |  | N/A | UNSET | N/A | N/A | TRUE | N/A | 0 | N/A | 0 | 0 | 0 | 0 | 0 | UNSET | N/A | N/A | FIXED | N/A | Ground Fault Receptacles | UNSET | N/A |  | N/A | N/A | N/A | 0 | L1 | 0 | N/A | N/A | N/A | 0 | [16 empty] | N/A |  |  |  | 23.80.50.11.17 | [7 empty] | Receptacle |  | N22C1 | 7 | [5 empty] | 1291.669250 | 0.000000 | 956 | 1937.503875 | TRUE
2530 | 2C01 |  | 987610 | New Construction | N/A | [5 empty] | 103267 |  | 47220 |  | 44446 |  |  | Standard | 0 |  | 102595,102596,102597,102598,102599,102600,103571,103572,103573,103574,103575 | 1ZhgLpwJLD8OCzRSS4hrvu | 1 |  | M_Duplex Receptacle:Standard:Standard:987610 |  |  | N/A | 2530 | N/A |  | N/A | N/A | N/A | N/A | N/A |  | 120 V/1-180 VA | N/A | Linked Revit Model : Clinic_A.rvt | UNSET |  |  | Level: Level 2 |  |  |  | 0.500000 | [7 empty] | 0.460000 |  |  |  |  | N/A | UNSET | N/A | N/A | TRUE | N/A | 0 | N/A | 0 | 0 | 0 | 0 | 0 | UNSET | N/A | N/A | FIXED | N/A | Ground Fault Receptacles | UNSET | N/A |  | N/A | N/A | N/A | 0 | L1 | 0 | N/A | N/A | N/A | 0 | [16 empty] | N/A |  |  |  | 23.80.50.11.17 | [7 empty] | Receptacle |  | N22C1 | 7 | [5 empty] | 1291.669250 | 0.000000 | 957 | 1937.503875 | TRUE
798 | 2C02 | 0 | 758668 | New Construction | N/A |  | 0 |  | 0 |  | 103372 | Point+HemiSpherical | 45665 |  | 53532 | REF TYPE MARK | 0 | A28 - 0610x1219mm | 0 | 86849 | 92834,92835,92836,92837,92838,92839,92840,103516,103517,103518,103519,103520,103521,103522,103523,103524 | 3nfyjyjOf1zQfCeH8h9i02 | 1 |  | M_Troffer Light - Parabolic Rectangular:A28 - 0610x1219mm:A28 - 0610x1219mm:758668 |  | NO | N/A | 798 | N/A | 16777215 | N/A | N/A | N/A | N/A | N/A |  | 120 V/1-80 VA | N/A | <not associated> | UNSET |  |  | Level: Level 2 | UNSET | F | 0 | 2.680000 |  | 861.112833 | 0 | 0.050000 |  |  |  | 1.200000 |  |  | T8 or TH10, 1219mm, RAPID START, CRI=90 |  | N/A | UNSET | N/A | N/A | TRUE | N/A | 0 | N/A | 0 | 0 | 0 | 0 | 0 | UNSET | N/A | N/A | FIXED | N/A | Downlights | UNSET | N/A | D5020210 | N/A | N/A | N/A | 0 | L1 | 0 | N/A | N/A | N/A | 0 | UNSET | UNSET | 0 | 0 | 0 | 0 | 0 | [9 empty] | N/A | Lighting - Fluorescent |  |  | 23.80.70.11.14.11 |  |  | A28 |  |  |  | 1291.669250 | Lighting - Dwelling Unit | 1 | L42C | 4 |  |  | 1800.000000 | 32 or 30 | [8 empty] | Metal - Paint Finish - Dark Gray, Matte | Glass - White, High Luminance | Metal - Chrome
799 | 2C02 | 0 | 758695 | New Construction | N/A |  | 0 |  | 0 |  | 103372 | Point+HemiSpherical | 45666 |  | 53533 | REF TYPE MARK | 0 | A28 - 0610x1219mm | 0 | 86848 | 92841,92842,92843,92844,92845,92846,92847,103516,103517,103518,103519,103520,103521,103522,103523,103524 | 3nfyjyjOf1zQfCeH8h9i0f | 1 |  | M_Troffer Light - Parabolic Rectangular:A28 - 0610x1219mm:A28 - 0610x1219mm:758695 |  | NO | N/A | 799 | N/A | 16777215 | N/A | N/A | N/A | N/A | N/A |  | 120 V/1-80 VA | N/A | Linked Revit Model : Clinic_A.rvt | UNSET |  |  | Level: Level 2 | UNSET | F | 0 | 2.680000 |  | 861.112833 | 0 | 0.050000 |  |  |  | 1.200000 |  |  | T8 or TH10, 1219mm, RAPID START, CRI=90 |  | N/A | UNSET | N/A | N/A | TRUE | N/A | 0 | N/A | 0 | 0 | 0 | 0 | 0 | UNSET | N/A | N/A | FIXED | N/A | Downlights | UNSET | N/A | D5020210 | N/A | N/A | N/A | 0 | L1 | 0 | N/A | N/A | N/A | 0 | UNSET | UNSET | 0 | 0 | 0 | 0 | 0 | [9 empty] | N/A | Lighting - Fluorescent |  |  | 23.80.70.11.14.11 |  |  | A28 |  |  |  | 1291.669250 | Lighting - Dwelling Unit | 1 | L42C | 4 |  |  | 1800.000000 | 32 or 30 | [8 empty] | Metal - Paint Finish - Dark Gray, Matte | Glass - White, High Luminance | Metal - Chrome
800 | 2C02 | 0 | 758706 | New Construction | N/A |  | 0 |  | 0 |  | 103372 | Point+HemiSpherical | 45667 |  | 53534 | REF TYPE MARK | 0 | A28 - 0610x1219mm | 0 | 86847 | 92848,92849,92850,92851,92852,92853,92854,103516,103517,103518,103519,103520,103521,103522,103523,103524 | 3nfyjyjOf1zQfCeH8h9i0y | 1 |  | M_Troffer Light - Parabolic Rectangular:A28 - 0610x1219mm:A28 - 0610x1219mm:758706 |  | NO | N/A | 800 | N/A | 16777215 | N/A | N/A | N/A | N/A | N/A |  | 120 V/1-80 VA | N/A | Linked Revit Model : Clinic_A.rvt | UNSET |  |  | Level: Level 2 | UNSET | F | 0 | 2.680000 |  | 861.112833 | 0 | 0.050000 |  |  |  | 1.200000 |  |  | T8 or TH10, 1219mm, RAPID START, CRI=90 |  | N/A | UNSET | N/A | N/A | TRUE | N/A | 0 | N/A | 0 | 0 | 0 | 0 | 0 | UNSET | N/A | N/A | FIXED | N/A | Downlights | UNSET | N/A | D5020210 | N/A | N/A | N/A | 0 | L1 | 0 | N/A | N/A | N/A | 0 | UNSET | UNSET | 0 | 0 | 0 | 0 | 0 | [9 empty] | N/A | Lighting - Fluorescent |  |  | 23.80.70.11.14.11 |  |  | A28 |  |  |  | 1291.669250 | Lighting - Dwelling Unit | 1 | L42C | 4 |  |  | 1800.000000 | 32 or 30 | [8 empty] | Metal - Paint Finish - Dark Gray, Matte | Glass - White, High Luminance | Metal - Chrome
801 | 2C02 | 0 | 758716 | New Construction | N/A |  | 0 |  | 0 |  | 103372 | Point+HemiSpherical | 45668 |  | 53535 | REF TYPE MARK | 0 | A28 - 0610x1219mm | 0 | 86846 | 92855,92856,92857,92858,92859,92860,92861,103516,103517,103518,103519,103520,103521,103522,103523,103524 | 3nfyjyjOf1zQfCeH8h9i0o | 1 |  | M_Troffer Light - Parabolic Rectangular:A28 - 0610x1219mm:A28 - 0610x1219mm:758716 |  | NO | N/A | 801 | N/A | 16777215 | N/A | N/A | N/A | N/A | N/A |  | 120 V/1-80 VA | N/A | Linked Revit Model : Clinic_A.rvt | UNSET |  |  | Level: Level 2 | UNSET | F | 0 | 2.680000 |  | 861.112833 | 0 | 0.050000 |  |  |  | 1.200000 |  |  | T8 or TH10, 1219mm, RAPID START, CRI=90 |  | N/A | UNSET | N/A | N/A | TRUE | N/A | 0 | N/A | 0 | 0 | 0 | 0 | 0 | UNSET | N/A | N/A | FIXED | N/A | Downlights | UNSET | N/A | D5020210 | N/A | N/A | N/A | 0 | L1 | 0 | N/A | N/A | N/A | 0 | UNSET | UNSET | 0 | 0 | 0 | 0 | 0 | [9 empty] | N/A | Lighting - Fluorescent |  |  | 23.80.70.11.14.11 |  |  | A28 |  |  |  | 1291.669250 | Lighting - Dwelling Unit | 1 | L42C | 4 |  |  | 1800.000000 | 32 or 30 | [8 empty] | Metal - Paint Finish - Dark Gray, Matte | Glass - White, High Luminance | Metal - Chrome
1440 | 2C02 |  | 830500 | New Construction | N/A | [5 empty] | 103372 |  | 46127 |  | 43370 |  |  | Single Pole | 0 |  | 95933,95934,95935,95936,95937,95938,103554,103555,103556,103557,103558,103559 | 3q4w0ijjzFuh9My1IanVLc | 1 |  | M_Lighting Switches:Single Pole:Single Pole:830500 |  |  | N/A | 1440 | N/A |  | N/A | N/A | N/A | N/A | N/A |  | 120 V/1-0 VA | N/A | Linked Revit Model : Clinic_A.rvt |  |  |  | Level: Level 2 |  |  |  | 1.200000 |  | 0.000000 | [5 empty] | 1.200000 |  |  |  |  | N/A | UNSET | N/A | N/A | TRUE | N/A | 0 | N/A | 0 | 0 | 0 | 0 | 0 | UNSET | N/A | N/A | FIXED | N/A | Switches | UNSET | N/A |  | N/A | N/A | N/A | 0 | L1 | 0 | N/A | N/A | N/A | 0 | [16 empty] | N/A |  |  |  | 23.80.50.11.14 | [7 empty] | Other |  | L42C | 4 | [5 empty] | 1291.669250 | 0.000000
2415 | 2C02 |  | 974844 | New Construction | N/A | [5 empty] | 103372 |  | 47105 |  | 44331 |  |  | Standard | 0 |  | 101905,101906,101907,101908,101909,101910,103571,103572,103573,103574,103575 | 1ZhgLpwJLD8OCzRSS4hf1U | 1 |  | M_Duplex Receptacle:Standard:Standard:974844 |  |  | N/A | 2415 | N/A |  | N/A | N/A | N/A | N/A | N/A |  | 120 V/1-180 VA | N/A | Linked Revit Model : Clinic_A.rvt | UNSET |  |  | Level: Level 2 |  |  |  | 0.500000 | [7 empty] | 0.460000 |  |  |  |  | N/A | UNSET | N/A | N/A | TRUE | N/A | 0 | N/A | 0 | 0 | 0 | 0 | 0 | UNSET | N/A | N/A | FIXED | N/A | Ground Fault Receptacles | UNSET | N/A |  | N/A | N/A | N/A | 0 | L1 | 0 | N/A | N/A | N/A | 0 | [16 empty] | N/A |  |  |  | 23.80.50.11.17 | [7 empty] | Receptacle |  | N22C1 | 5 | [5 empty] | 1291.669250 | 0.000000 | 842 | 1937.503875 | TRUE
2416 | 2C02 |  | 975160 | New Construction | N/A | [5 empty] | 103372 |  | 47106 |  | 44332 |  |  | Standard | 0 |  | 101911,101912,101913,101914,101915,101916,103571,103572,103573,103574,103575 | 1ZhgLpwJLD8OCzRSS4hgwQ | 1 |  | M_Duplex Receptacle:Standard:Standard:975160 |  |  | N/A | 2416 | N/A |  | N/A | N/A | N/A | N/A | N/A |  | 120 V/1-180 VA | N/A | Linked Revit Model : Clinic_A.rvt | UNSET |  |  | Level: Level 2 |  |  |  | 0.500000 | [7 empty] | 0.460000 |  |  |  |  | N/A | UNSET | N/A | N/A | TRUE | N/A | 0 | N/A | 0 | 0 | 0 | 0 | 0 | UNSET | N/A | N/A | FIXED | N/A | Ground Fault Receptacles | UNSET | N/A |  | N/A | N/A | N/A | 0 | L1 | 0 | N/A | N/A | N/A | 0 | [16 empty] | N/A |  |  |  | 23.80.50.11.17 | [7 empty] | Receptacle |  | N22C1 | 5 | [5 empty] | 1291.669250 | 0.000000 | 843 | 1937.503875 | TRUE
2417 | 2C02 |  | 975214 | New Construction | N/A | [5 empty] | 103372 |  | 47107 |  | 44333 |  |  | Standard | 0 |  | 101917,101918,101919,101920,101921,101922,103571,103572,103573,103574,103575 | 1ZhgLpwJLD8OCzRSS4hgxC | 1 |  | M_Duplex Receptacle:Standard:Standard:975214 |  |  | N/A | 2417 | N/A |  | N/A | N/A | N/A | N/A | N/A |  | 120 V/1-180 VA | N/A | Linked Revit Model : Clinic_A.rvt | UNSET |  |  | Level: Level 2 |  |  |  | 0.500000 | [7 empty] | 0.460000 |  |  |  |  | N/A | UNSET | N/A | N/A | TRUE | N/A | 0 | N/A | 0 | 0 | 0 | 0 | 0 | UNSET | N/A | N/A | FIXED | N/A | Ground Fault Receptacles | UNSET | N/A |  | N/A | N/A | N/A | 0 | L1 | 0 | N/A | N/A | N/A | 0 | [16 empty] | N/A |  |  |  | 23.80.50.11.17 | [7 empty] | Receptacle |  | N22C1 | 5 | [5 empty] | 1291.669250 | 0.000000 | 844 | 1937.503875 | TRUE
2418 | 2C02 |  | 975278 | New Construction | N/A | [5 empty] | 103372 |  | 47108 |  | 44334 |  |  | Standard | 0 |  | 101923,101924,101925,101926,101927,101928,103571,103572,103573,103574,103575 | 1ZhgLpwJLD8OCzRSS4hguC | 1 |  | M_Duplex Receptacle:Standard:Standard:975278 |  |  | N/A | 2418 | N/A |  | N/A | N/A | N/A | N/A | N/A |  | 120 V/1-180 VA | N/A | Linked Revit Model : Clinic_A.rvt | UNSET |  |  | Level: Level 2 |  |  |  | 0.500000 | [7 empty] | 0.460000 |  |  |  |  | N/A | UNSET | N/A | N/A | TRUE | N/A | 0 | N/A | 0 | 0 | 0 | 0 | 0 | UNSET | N/A | N/A | FIXED | N/A | Ground Fault Receptacles | UNSET | N/A |  | N/A | N/A | N/A | 0 | L1 | 0 | N/A | N/A | N/A | 0 | [16 empty] | N/A |  |  |  | 23.80.50.11.17 | [7 empty] | Receptacle |  | N22C1 | 5 | [5 empty] | 1291.669250 | 0.000000 | 845 | 1937.503875 | TRUE
2419 | 2C02 |  | 975342 | New Construction | N/A | [5 empty] | 103372 |  | 47109 |  | 44335 |  |  | Standard | 0 |  | 101929,101930,101931,101932,101933,101934,103571,103572,103573,103574,103575 | 1ZhgLpwJLD8OCzRSS4hgvC | 1 |  | M_Duplex Receptacle:Standard:Standard:975342 |  |  | N/A | 2419 | N/A |  | N/A | N/A | N/A | N/A | N/A |  | 120 V/1-180 VA | N/A | Linked Revit Model : Clinic_A.rvt | UNSET |  |  | Level: Level 2 |  |  |  | 0.500000 | [7 empty] | 0.460000 |  |  |  |  | N/A | UNSET | N/A | N/A | TRUE | N/A | 0 | N/A | 0 | 0 | 0 | 0 | 0 | UNSET | N/A | N/A | FIXED | N/A | Ground Fault Receptacles | UNSET | N/A |  | N/A | N/A | N/A | 0 | L1 | 0 | N/A | N/A | N/A | 0 | [16 empty] | N/A |  |  |  | 23.80.50.11.17 | [7 empty] | Receptacle |  | N22C1 | 5 | [5 empty] | 1291.669250 | 0.000000 | 846 | 1937.503875 | TRUE
2420 | 2C02 |  | 975436 | New Construction | N/A | [5 empty] | 103372 |  | 47110 |  | 44336 |  |  | Standard | 0 |  | 101935,101936,101937,101938,101939,101940,103571,103572,103573,103574,103575 | 1ZhgLpwJLD8OCzRSS4hgtk | 1 |  | M_Duplex Receptacle:Standard:Standard:975436 |  |  | N/A | 2420 | N/A |  | N/A | N/A | N/A | N/A | N/A |  | 120 V/1-180 VA | N/A | Linked Revit Model : Clinic_A.rvt | UNSET |  |  | Level: Level 2 |  |  |  | 0.500000 | [7 empty] | 0.460000 |  |  |  |  | N/A | UNSET | N/A | N/A | TRUE | N/A | 0 | N/A | 0 | 0 | 0 | 0 | 0 | UNSET | N/A | N/A | FIXED | N/A | Ground Fault Receptacles | UNSET | N/A |  | N/A | N/A | N/A | 0 | L1 | 0 | N/A | N/A | N/A | 0 | [16 empty] | N/A |  |  |  | 23.80.50.11.17 | [7 empty] | Receptacle |  | N22C1 | 5 | [5 empty] | 1291.669250 | 0.000000 | 847 | 1937.503875 | TRUE
2421 | 2C02 |  | 975489 | New Construction | N/A | [5 empty] | 103372 |  | 47111 |  | 44337 |  |  | Standard | 0 |  | 101941,101942,101943,101944,101945,101946,103571,103572,103573,103574,103575 | 1ZhgLpwJLD8OCzRSS4hgqZ | 1 |  | M_Duplex Receptacle:Standard:Standard:975489 |  |  | N/A | 2421 | N/A |  | N/A | N/A | N/A | N/A | N/A |  | 120 V/1-180 VA | N/A | Linked Revit Model : Clinic_A.rvt | UNSET |  |  | Level: Level 2 |  |  |  | 0.500000 | [7 empty] | 0.460000 |  |  |  |  | N/A | UNSET | N/A | N/A | TRUE | N/A | 0 | N/A | 0 | 0 | 0 | 0 | 0 | UNSET | N/A | N/A | FIXED | N/A | Ground Fault Receptacles | UNSET | N/A |  | N/A | N/A | N/A | 0 | L1 | 0 | N/A | N/A | N/A | 0 | [16 empty] | N/A |  |  |  | 23.80.50.11.17 | [7 empty] | Receptacle |  | N22C1 | 5 | [5 empty] | 1291.669250 | 0.000000 | 848 | 1937.503875 | TRUE
849 | 2C03 | 0 | 762938 | New Construction | N/A |  | 0 |  | 0 |  | 103426 | Point+HemiSpherical | 45716 |  | 53583 | REF TYPE MARK | 0 | B3 - 610x610mm | 0 | 86798 | 93191,93192,93193,93194,93195,93196,93197,103543,103544,103545,103546,103547,103548,103549,103550,103551 | 3nfyjyjOf1zQfCeH8h9lUq | 1 |  | M_Troffer Light - Parabolic Square:B3 - 610x610mm:B3 - 610x610mm:762938 |  | NO | N/A | 849 | N/A | 16777215 | N/A | N/A | N/A | N/A | N/A |  | 120 V/1-40 VA | N/A | Linked Revit Model : Clinic_A.rvt | UNSET |  |  | Level: Level 2 | UNSET | F | 0 | 2.680000 |  | 430.556417 | 0 | 0.050000 |  |  |  | 1.200000 |  |  | U-SHAPED, CRI=75 |  | N/A | UNSET | N/A | N/A | TRUE | N/A | 0 | N/A | 0 | 0 | 0 | 0 | 0 | UNSET | N/A | N/A | FIXED | N/A | Downlights | UNSET | N/A |  | N/A | N/A | N/A | 0 | L1 | 0 | N/A | N/A | N/A | 0 | UNSET | UNSET | 0 | 0 | 0 | 0 | 0 | [9 empty] | N/A |  |  |  | 23.80.70.11.14.11 |  |  | B3 |  |  |  | 1291.669250 | Lighting - Dwelling Unit | 1 | L42C | 2 |  |  | 3150.000000 | 32 | [8 empty] | Metal - Paint Finish - Dark Gray, Matte | Glass - White, High Luminance | Metal - Chrome
870 | 2C03 | 0 | 765582 | New Construction | N/A |  | 0 |  | 0 |  | 103426 | Point+HemiSpherical | 45737 |  | 53604 | REF TYPE MARK | 0 | C1 - 0610x1219mm | 0 | 86777 | 93338,93339,93340,93341,93342,93343,93344,103435,103436,103437,103438,103439,103440,103441,103442,103451 | 3nfyjyjOf1zQfCeH8h9lq0 | 1 |  | M_Troffer Light - Parabolic Rectangular:C1 - 0610x1219mm:C1 - 0610x1219mm:765582 |  | NO | N/A | 870 | N/A | 16777215 | N/A | N/A | N/A | N/A | N/A |  | 120 V/1-80 VA | N/A | Linked Revit Model : Clinic_A.rvt | UNSET |  |  | Level: Level 2 | UNSET | F | 0 | 2.680000 |  | 861.112833 | 0 | 0.050000 |  |  |  | 1.200000 |  |  | T8, 1219mm, RAPID START, CRI=75 |  | N/A | UNSET | N/A | N/A | TRUE | N/A | 0 | N/A | 0 | 0 | 0 | 0 | 0 | UNSET | N/A | N/A | FIXED | N/A | Downlights | UNSET | N/A | D5020210 | N/A | N/A | N/A | 0 | L1 | 0 | N/A | N/A | N/A | 0 | UNSET | UNSET | 0 | 0 | 0 | 0 | 0 | [9 empty] | N/A | Lighting - Fluorescent |  |  | 23.80.70.11.14.11 |  |  | C1 |  |  |  | 1291.669250 | Lighting - Dwelling Unit | 1 | L42C | 2 |  |  | 2900.000000 | 32 | [8 empty] | Metal - Paint Finish - Dark Gray, Matte | Glass - White, High Luminance | Metal - Chrome
871 | 2C03 | 0 | 765675 | New Construction | N/A |  | 0 |  | 0 |  | 103426 | Point+HemiSpherical | 45738 |  | 53605 | REF TYPE MARK | 0 | C1 - 0610x1219mm | 0 | 86776 | 93345,93346,93347,93348,93349,93350,93351,103435,103436,103437,103438,103439,103440,103441,103442,103451 | 3nfyjyjOf1zQfCeH8h9lrb | 1 |  | M_Troffer Light - Parabolic Rectangular:C1 - 0610x1219mm:C1 - 0610x1219mm:765675 |  | NO | N/A | 871 | N/A | 16777215 | N/A | N/A | N/A | N/A | N/A |  | 120 V/1-80 VA | N/A | Linked Revit Model : Clinic_A.rvt | UNSET |  |  | Level: Level 2 | UNSET | F | 0 | 2.680000 |  | 861.112833 | 0 | 0.050000 |  |  |  | 1.200000 |  |  | T8, 1219mm, RAPID START, CRI=75 |  | N/A | UNSET | N/A | N/A | TRUE | N/A | 0 | N/A | 0 | 0 | 0 | 0 | 0 | UNSET | N/A | N/A | FIXED | N/A | Downlights | UNSET | N/A | D5020210 | N/A | N/A | N/A | 0 | L1 | 0 | N/A | N/A | N/A | 0 | UNSET | UNSET | 0 | 0 | 0 | 0 | 0 | [9 empty] | N/A | Lighting - Fluorescent |  |  | 23.80.70.11.14.11 |  |  | C1 |  |  |  | 1291.669250 | Lighting - Dwelling Unit | 1 | L42C | 2 |  |  | 2900.000000 | 32 | [8 empty] | Metal - Paint Finish - Dark Gray, Matte | Glass - White, High Luminance | Metal - Chrome
874 | 2C03 | 0 | 765853 | New Construction | N/A |  | 0 |  | 0 |  | 103426 | Point+HemiSpherical | 45741 |  | 53608 | REF TYPE MARK | 0 | C1 - 0610x1219mm | 0 | 86773 | 93366,93367,93368,93369,93370,93371,93372,103435,103436,103437,103438,103439,103440,103441,103442,103451 | 3nfyjyjOf1zQfCeH8h9lmJ | 1 |  | M_Troffer Light - Parabolic Rectangular:C1 - 0610x1219mm:C1 - 0610x1219mm:765853 |  | NO | N/A | 874 | N/A | 16777215 | N/A | N/A | N/A | N/A | N/A |  | 120 V/1-80 VA | N/A | Linked Revit Model : Clinic_A.rvt | UNSET |  |  | Level: Level 2 | UNSET | F | 0 | 2.680000 |  | 861.112833 | 0 | 0.050000 |  |  |  | 1.200000 |  |  | T8, 1219mm, RAPID START, CRI=75 |  | N/A | UNSET | N/A | N/A | TRUE | N/A | 0 | N/A | 0 | 0 | 0 | 0 | 0 | UNSET | N/A | N/A | FIXED | N/A | Downlights | UNSET | N/A | D5020210 | N/A | N/A | N/A | 0 | L1 | 0 | N/A | N/A | N/A | 0 | UNSET | UNSET | 0 | 0 | 0 | 0 | 0 | [9 empty] | N/A | Lighting - Fluorescent |  |  | 23.80.70.11.14.11 |  |  | C1 |  |  |  | 1291.669250 | Lighting - Dwelling Unit | 1 | L42C | 2 |  |  | 2900.000000 | 32 | [8 empty] | Metal - Paint Finish - Dark Gray, Matte | Glass - White, High Luminance | Metal - Chrome
875 | 2C03 | 0 | 765913 | New Construction | N/A |  | 0 |  | 0 |  | 103426 | Point+HemiSpherical | 45742 |  | 53609 | REF TYPE MARK | 0 | C1 - 0610x1219mm | 0 | 86772 | 93373,93374,93375,93376,93377,93378,93379,103435,103436,103437,103438,103439,103440,103441,103442,103451 | 3nfyjyjOf1zQfCeH8h9lnN | 1 |  | M_Troffer Light - Parabolic Rectangular:C1 - 0610x1219mm:C1 - 0610x1219mm:765913 |  | NO | N/A | 875 | N/A | 16777215 | N/A | N/A | N/A | N/A | N/A |  | 120 V/1-80 VA | N/A | Linked Revit Model : Clinic_A.rvt | UNSET |  |  | Level: Level 2 | UNSET | F | 0 | 2.680000 |  | 861.112833 | 0 | 0.050000 |  |  |  | 1.200000 |  |  | T8, 1219mm, RAPID START, CRI=75 |  | N/A | UNSET | N/A | N/A | TRUE | N/A | 0 | N/A | 0 | 0 | 0 | 0 | 0 | UNSET | N/A | N/A | FIXED | N/A | Downlights | UNSET | N/A | D5020210 | N/A | N/A | N/A | 0 | L1 | 0 | N/A | N/A | N/A | 0 | UNSET | UNSET | 0 | 0 | 0 | 0 | 0 | [9 empty] | N/A | Lighting - Fluorescent |  |  | 23.80.70.11.14.11 |  |  | C1 |  |  |  | 1291.669250 | Lighting - Dwelling Unit | 1 | L42C | 2 |  |  | 2900.000000 | 32 | [8 empty] | Metal - Paint Finish - Dark Gray, Matte | Glass - White, High Luminance | Metal - Chrome
1005 | 2C03 | 0 | 779644 | New Construction | N/A |  | 0 |  | 0 |  | 103426 | Point+HemiSpherical | 45888 |  | 53755 | REF TYPE MARK | 0 | E2 - 610mm | 0 | 86642 | 94403,94404,94405,94406,94407,94408,94409,103064,103065,103066,103067,103068,103069,103070,103071,103084 | 0yuotxu8DEgv2qMIt$xLB9 | 1 |  | M_Surface Mounted Light:E2 - 610mm:E2 - 610mm:779644 |  | NO | N/A | 1005 | N/A | 16777215 | N/A | N/A | N/A | N/A | N/A |  | 120 V/1-150 VA | N/A | Linked Revit Model : Clinic_A.rvt | UNSET |  |  | Level: Level 2 | UNSET | F | 0 | 2.680000 |  | 1614.586563 | 0 | 0.050000 |  |  |  | 1.200000 |  |  | T8, 1219mm, RAPID START, CRI=75 |  | N/A | UNSET | N/A | N/A | TRUE | N/A | 0 | N/A | 0 | 0 | 0 | 0 | 0 | UNSET | N/A | N/A | FIXED | N/A | General Luminaries, Non Directional | UNSET | N/A |  | N/A | N/A | N/A | 0 | L1 | 0 | N/A | N/A | N/A | 0 | UNSET | UNSET | 0 | 0 | 0 | 0 | 0 | [9 empty] | N/A |  |  |  | 23.80.70.11.11 |  |  | E2 |  |  |  | 1291.669250 | Lighting - Dwelling Unit | 1 | L42C | 2 |  |  | 1375.000000 | 17 | [9 empty] | Glass - White, High Luminance |  | 0.610000 | 0.100000 | Metal - Paint Finish - Ivory, Glossy | Metal - Paint Finish - Ivory, Glossy
1441 | 2C03 |  | 830604 | New Construction | N/A | [5 empty] | 103426 |  | 46128 |  | 43371 |  |  | Single Pole | 0 |  | 95939,95940,95941,95942,95943,95944,103554,103555,103556,103557,103558,103559 | 3q4w0ijjzFuh9My1IanVNE | 1 |  | M_Lighting Switches:Single Pole:Single Pole:830604 |  |  | N/A | 1441 | N/A |  | N/A | N/A | N/A | N/A | N/A |  | 120 V/1-0 VA | N/A | Linked Revit Model : Clinic_A.rvt |  |  |  | Level: Level 2 |  |  |  | 1.200000 |  | 0.000000 | [5 empty] | 1.200000 |  |  |  |  | N/A | UNSET | N/A | N/A | TRUE | N/A | 0 | N/A | 0 | 0 | 0 | 0 | 0 | UNSET | N/A | N/A | FIXED | N/A | Switches | UNSET | N/A |  | N/A | N/A | N/A | 0 | L1 | 0 | N/A | N/A | N/A | 0 | [16 empty] | N/A |  |  |  | 23.80.50.11.14 | [7 empty] | Other |  | L42C | 2 | [5 empty] | 1291.669250 | 0.000000
2511 | 2C03 |  | 985718 | New Construction | N/A | [5 empty] | 103426 |  | 47201 |  | 44427 |  |  | Standard | 0 |  | 102481,102482,102483,102484,102485,102486,103571,103572,103573,103574,103575 | 1ZhgLpwJLD8OCzRSS4hqNK | 1 |  | M_Duplex Receptacle:Standard:Standard:985718 |  |  | N/A | 2511 | N/A |  | N/A | N/A | N/A | N/A | N/A |  | 120 V/1-180 VA | N/A | Linked Revit Model : Clinic_A.rvt | UNSET |  |  | Level: Level 2 |  |  |  | 0.500000 | [7 empty] | 0.460000 |  |  |  |  | N/A | UNSET | N/A | N/A | TRUE | N/A | 0 | N/A | 0 | 0 | 0 | 0 | 0 | UNSET | N/A | N/A | FIXED | N/A | Ground Fault Receptacles | UNSET | N/A |  | N/A | N/A | N/A | 0 | L1 | 0 | N/A | N/A | N/A | 0 | [16 empty] | N/A |  |  |  | 23.80.50.11.17 | [7 empty] | Receptacle |  | N22C1 | 13 | [5 empty] | 1291.669250 | 0.000000 | 938 | 1937.503875 | TRUE
2512 | 2C03 |  | 985792 | New Construction | N/A | [5 empty] | 103426 |  | 47202 |  | 44428 |  |  | Standard | 0 |  | 102487,102488,102489,102490,102491,102492,103571,103572,103573,103574,103575 | 1ZhgLpwJLD8OCzRSS4hqLY | 1 |  | M_Duplex Receptacle:Standard:Standard:985792 |  |  | N/A | 2512 | N/A |  | N/A | N/A | N/A | N/A | N/A |  | 120 V/1-180 VA | N/A | Linked Revit Model : Clinic_A.rvt | UNSET |  |  | Level: Level 2 |  |  |  | 0.500000 | [7 empty] | 0.460000 |  |  |  |  | N/A | UNSET | N/A | N/A | TRUE | N/A | 0 | N/A | 0 | 0 | 0 | 0 | 0 | UNSET | N/A | N/A | FIXED | N/A | Ground Fault Receptacles | UNSET | N/A |  | N/A | N/A | N/A | 0 | L1 | 0 | N/A | N/A | N/A | 0 | [16 empty] | N/A |  |  |  | 23.80.50.11.17 | [7 empty] | Receptacle |  | N22C1 | 13 | [5 empty] | 1291.669250 | 0.000000 | 939 | 1937.503875 | TRUE
2513 | 2C03 |  | 985846 | New Construction | N/A | [5 empty] | 103426 |  | 47203 |  | 44429 |  |  | Standard | 0 |  | 102493,102494,102495,102496,102497,102498,103571,103572,103573,103574,103575 | 1ZhgLpwJLD8OCzRSS4hqLK | 1 |  | M_Duplex Receptacle:Standard:Standard:985846 |  |  | N/A | 2513 | N/A |  | N/A | N/A | N/A | N/A | N/A |  | 120 V/1-180 VA | N/A | Linked Revit Model : Clinic_A.rvt | UNSET |  |  | Level: Level 2 |  |  |  | 0.500000 | [7 empty] | 0.460000 |  |  |  |  | N/A | UNSET | N/A | N/A | TRUE | N/A | 0 | N/A | 0 | 0 | 0 | 0 | 0 | UNSET | N/A | N/A | FIXED | N/A | Ground Fault Receptacles | UNSET | N/A |  | N/A | N/A | N/A | 0 | L1 | 0 | N/A | N/A | N/A | 0 | [16 empty] | N/A |  |  |  | 23.80.50.11.17 | [7 empty] | Receptacle |  | N22C1 | 13 | [5 empty] | 1291.669250 | 0.000000 | 940 | 1937.503875 | TRUE
2514 | 2C03 |  | 986060 | New Construction | N/A | [5 empty] | 103426 |  | 47204 |  | 44430 |  |  | Standard | 0 |  | 102499,102500,102501,102502,102503,102504,103571,103572,103573,103574,103575 | 1ZhgLpwJLD8OCzRSS4hqHk | 1 |  | M_Duplex Receptacle:Standard:Standard:986060 |  |  | N/A | 2514 | N/A |  | N/A | N/A | N/A | N/A | N/A |  | 120 V/1-180 VA | N/A | Linked Revit Model : Clinic_A.rvt | UNSET |  |  | Level: Level 2 |  |  |  | 0.500000 | [7 empty] | 0.460000 |  |  |  |  | N/A | UNSET | N/A | N/A | TRUE | N/A | 0 | N/A | 0 | 0 | 0 | 0 | 0 | UNSET | N/A | N/A | FIXED | N/A | Ground Fault Receptacles | UNSET | N/A |  | N/A | N/A | N/A | 0 | L1 | 0 | N/A | N/A | N/A | 0 | [16 empty] | N/A |  |  |  | 23.80.50.11.17 | [7 empty] | Receptacle |  | N22C1 | 10 | [5 empty] | 1291.669250 | 0.000000 | 941 | 1937.503875 | TRUE
2515 | 2C03 |  | 986091 | New Construction | N/A | [5 empty] | 103426 |  | 47205 |  | 44431 |  |  | Standard | 0 |  | 102505,102506,102507,102508,102509,102510,103571,103572,103573,103574,103575 | 1ZhgLpwJLD8OCzRSS4hqH9 | 1 |  | M_Duplex Receptacle:Standard:Standard:986091 |  |  | N/A | 2515 | N/A |  | N/A | N/A | N/A | N/A | N/A |  | 120 V/1-180 VA | N/A | Linked Revit Model : Clinic_A.rvt | UNSET |  |  | Level: Level 2 |  |  |  | 0.500000 | [7 empty] | 0.460000 |  |  |  |  | N/A | UNSET | N/A | N/A | TRUE | N/A | 0 | N/A | 0 | 0 | 0 | 0 | 0 | UNSET | N/A | N/A | FIXED | N/A | Ground Fault Receptacles | UNSET | N/A |  | N/A | N/A | N/A | 0 | L1 | 0 | N/A | N/A | N/A | 0 | [16 empty] | N/A |  |  |  | 23.80.50.11.17 | [7 empty] | Receptacle |  | N22C1 | 10 | [5 empty] | 1291.669250 | 0.000000 | 942 | 1937.503875 | TRUE
2516 | 2C03 |  | 986279 | New Construction | N/A | [5 empty] | 103426 |  | 47206 |  | 44432 |  |  | Standard | 0 |  | 102511,102512,102513,102514,102515,102516,103571,103572,103573,103574,103575 | 1ZhgLpwJLD8OCzRSS4hqC5 | 1 |  | M_Duplex Receptacle:Standard:Standard:986279 |  |  | N/A | 2516 | N/A |  | N/A | N/A | N/A | N/A | N/A |  | 120 V/1-180 VA | N/A | Linked Revit Model : Clinic_A.rvt | UNSET |  |  | Level: Level 2 |  |  |  | 0.500000 | [7 empty] | 0.460000 |  |  |  |  | N/A | UNSET | N/A | N/A | TRUE | N/A | 0 | N/A | 0 | 0 | 0 | 0 | 0 | UNSET | N/A | N/A | FIXED | N/A | Ground Fault Receptacles | UNSET | N/A |  | N/A | N/A | N/A | 0 | L1 | 0 | N/A | N/A | N/A | 0 | [16 empty] | N/A |  |  |  | 23.80.50.11.17 | [7 empty] | Receptacle |  | N22C1 | 13 | [5 empty] | 1291.669250 | 0.000000 | 943 | 1937.503875 | TRUE
2517 | 2C03 |  | 986333 | New Construction | N/A | [5 empty] | 103426 |  | 47207 |  | 44433 |  |  | Standard | 0 |  | 102517,102518,102519,102520,102521,102522,103571,103572,103573,103574,103575 | 1ZhgLpwJLD8OCzRSS4hqD$ | 1 |  | M_Duplex Receptacle:Standard:Standard:986333 |  |  | N/A | 2517 | N/A |  | N/A | N/A | N/A | N/A | N/A |  | 120 V/1-180 VA | N/A | Linked Revit Model : Clinic_A.rvt | UNSET |  |  | Level: Level 2 |  |  |  | 0.500000 | [7 empty] | 0.460000 |  |  |  |  | N/A | UNSET | N/A | N/A | TRUE | N/A | 0 | N/A | 0 | 0 | 0 | 0 | 0 | UNSET | N/A | N/A | FIXED | N/A | Ground Fault Receptacles | UNSET | N/A |  | N/A | N/A | N/A | 0 | L1 | 0 | N/A | N/A | N/A | 0 | [16 empty] | N/A |  |  |  | 23.80.50.11.17 | [7 empty] | Receptacle |  | N22C1 | 13 | [5 empty] | 1291.669250 | 0.000000 | 944 | 1937.503875 | TRUE
2518 | 2C03 |  | 986534 | New Construction | N/A | [5 empty] | 103426 |  | 47208 |  | 44434 |  |  | Standard | 0 |  | 102523,102524,102525,102526,102527,102528,103571,103572,103573,103574,103575 | 1ZhgLpwJLD8OCzRSS4hq84 | 1 |  | M_Duplex Receptacle:Standard:Standard:986534 |  |  | N/A | 2518 | N/A |  | N/A | N/A | N/A | N/A | N/A |  | 120 V/1-180 VA | N/A | Linked Revit Model : Clinic_A.rvt | UNSET |  |  | Level: Level 2 |  |  |  | 0.500000 | [7 empty] | 0.460000 |  |  |  |  | N/A | UNSET | N/A | N/A | TRUE | N/A | 0 | N/A | 0 | 0 | 0 | 0 | 0 | UNSET | N/A | N/A | FIXED | N/A | Ground Fault Receptacles | UNSET | N/A |  | N/A | N/A | N/A | 0 | L1 | 0 | N/A | N/A | N/A | 0 | [16 empty] | N/A |  |  |  | 23.80.50.11.17 | [7 empty] | Receptacle |  | N22C1 | 11 | [5 empty] | 1291.669250 | 0.000000 | 945 | 1937.503875 | TRUE
2519 | 2C03 |  | 986648 | New Construction | N/A | [5 empty] | 103426 |  | 47209 |  | 44435 |  |  | Standard | 0 |  | 102529,102530,102531,102532,102533,102534,103571,103572,103573,103574,103575 | 1ZhgLpwJLD8OCzRSS4hq6w | 1 |  | M_Duplex Receptacle:Standard:Standard:986648 |  |  | N/A | 2519 | N/A |  | N/A | N/A | N/A | N/A | N/A |  | 120 V/1-180 VA | N/A | Linked Revit Model : Clinic_A.rvt | UNSET |  |  | Level: Level 2 |  |  |  | 0.500000 | [7 empty] | 0.460000 |  |  |  |  | N/A | UNSET | N/A | N/A | TRUE | N/A | 0 | N/A | 0 | 0 | 0 | 0 | 0 | UNSET | N/A | N/A | FIXED | N/A | Ground Fault Receptacles | UNSET | N/A |  | N/A | N/A | N/A | 0 | L1 | 0 | N/A | N/A | N/A | 0 | [16 empty] | N/A |  |  |  | 23.80.50.11.17 | [7 empty] | Receptacle |  | N22C1 | 10 | [5 empty] | 1291.669250 | 0.000000 | 946 | 1937.503875 | TRUE
2520 | 2C03 |  | 986691 | New Construction | N/A | [5 empty] | 103426 |  | 47210 |  | 44436 |  |  | Standard | 0 |  | 102535,102536,102537,102538,102539,102540,103571,103572,103573,103574,103575 | 1ZhgLpwJLD8OCzRSS4hq7X | 1 |  | M_Duplex Receptacle:Standard:Standard:986691 |  |  | N/A | 2520 | N/A |  | N/A | N/A | N/A | N/A | N/A |  | 120 V/1-180 VA | N/A | Linked Revit Model : Clinic_A.rvt | UNSET |  |  | Level: Level 2 |  |  |  | 0.500000 | [7 empty] | 0.460000 |  |  |  |  | N/A | UNSET | N/A | N/A | TRUE | N/A | 0 | N/A | 0 | 0 | 0 | 0 | 0 | UNSET | N/A | N/A | FIXED | N/A | Ground Fault Receptacles | UNSET | N/A |  | N/A | N/A | N/A | 0 | L1 | 0 | N/A | N/A | N/A | 0 | [16 empty] | N/A |  |  |  | 23.80.50.11.17 | [7 empty] | Receptacle |  | N22C1 | 11 | [5 empty] | 1291.669250 | 0.000000 | 947 | 1937.503875 | TRUE
2521 | 2C03 |  | 986836 | New Construction | N/A | [5 empty] | 103426 |  | 47211 |  | 44437 |  |  | Standard | 0 |  | 102541,102542,102543,102544,102545,102546,103571,103572,103573,103574,103575 | 1ZhgLpwJLD8OCzRSS4hq5s | 1 |  | M_Duplex Receptacle:Standard:Standard:986836 |  |  | N/A | 2521 | N/A |  | N/A | N/A | N/A | N/A | N/A |  | 120 V/1-180 VA | N/A | Linked Revit Model : Clinic_A.rvt | UNSET |  |  | Level: Level 2 |  |  |  | 0.500000 | [7 empty] | 0.460000 |  |  |  |  | N/A | UNSET | N/A | N/A | TRUE | N/A | 0 | N/A | 0 | 0 | 0 | 0 | 0 | UNSET | N/A | N/A | FIXED | N/A | Ground Fault Receptacles | UNSET | N/A |  | N/A | N/A | N/A | 0 | L1 | 0 | N/A | N/A | N/A | 0 | [16 empty] | N/A |  |  |  | 23.80.50.11.17 | [7 empty] | Receptacle |  | N22C1 | 11 | [5 empty] | 1291.669250 | 0.000000 | 948 | 1937.503875 | TRUE
2522 | 2C03 |  | 986899 | New Construction | N/A | [5 empty] | 103426 |  | 47212 |  | 44438 |  |  | Standard | 0 |  | 102547,102548,102549,102550,102551,102552,103571,103572,103573,103574,103575 | 1ZhgLpwJLD8OCzRSS4hq2n | 1 |  | M_Duplex Receptacle:Standard:Standard:986899 |  |  | N/A | 2522 | N/A |  | N/A | N/A | N/A | N/A | N/A |  | 120 V/1-180 VA | N/A | Linked Revit Model : Clinic_A.rvt | UNSET |  |  | Level: Level 2 |  |  |  | 0.500000 | [7 empty] | 0.460000 |  |  |  |  | N/A | UNSET | N/A | N/A | TRUE | N/A | 0 | N/A | 0 | 0 | 0 | 0 | 0 | UNSET | N/A | N/A | FIXED | N/A | Ground Fault Receptacles | UNSET | N/A |  | N/A | N/A | N/A | 0 | L1 | 0 | N/A | N/A | N/A | 0 | [16 empty] | N/A |  |  |  | 23.80.50.11.17 | [7 empty] | Receptacle |  | N22C1 | 10 | [5 empty] | 1291.669250 | 0.000000 | 949 | 1937.503875 | TRUE
2523 | 2C03 |  | 987056 | New Construction | N/A | [5 empty] | 103426 |  | 47213 |  | 44439 |  |  | Standard | 0 |  | 102553,102554,102555,102556,102557,102558,103571,103572,103573,103574,103575 | 1ZhgLpwJLD8OCzRSS4hq0I | 1 |  | M_Duplex Receptacle:Standard:Standard:987056 |  |  | N/A | 2523 | N/A |  | N/A | N/A | N/A | N/A | N/A |  | 120 V/1-180 VA | N/A | Linked Revit Model : Clinic_A.rvt | UNSET |  |  | Level: Level 2 |  |  |  | 0.500000 | [7 empty] | 0.460000 |  |  |  |  | N/A | UNSET | N/A | N/A | TRUE | N/A | 0 | N/A | 0 | 0 | 0 | 0 | 0 | UNSET | N/A | N/A | FIXED | N/A | Ground Fault Receptacles | UNSET | N/A |  | N/A | N/A | N/A | 0 | L1 | 0 | N/A | N/A | N/A | 0 | [16 empty] | N/A |  |  |  | 23.80.50.11.17 | [7 empty] | Receptacle |  | N22C1 | 11 | [5 empty] | 1291.669250 | 0.000000 | 950 | 1937.503875 | TRUE
2524 | 2C03 |  | 987109 | New Construction | N/A | [5 empty] | 103426 |  | 47214 |  | 44440 |  |  | Standard | 0 |  | 102559,102560,102561,102562,102563,102564,103571,103572,103573,103574,103575 | 1ZhgLpwJLD8OCzRSS4hq17 | 1 |  | M_Duplex Receptacle:Standard:Standard:987109 |  |  | N/A | 2524 | N/A |  | N/A | N/A | N/A | N/A | N/A |  | 120 V/1-180 VA | N/A | Linked Revit Model : Clinic_A.rvt | UNSET |  |  | Level: Level 2 |  |  |  | 0.500000 | [7 empty] | 0.460000 |  |  |  |  | N/A | UNSET | N/A | N/A | TRUE | N/A | 0 | N/A | 0 | 0 | 0 | 0 | 0 | UNSET | N/A | N/A | FIXED | N/A | Ground Fault Receptacles | UNSET | N/A |  | N/A | N/A | N/A | 0 | L1 | 0 | N/A | N/A | N/A | 0 | [16 empty] | N/A |  |  |  | 23.80.50.11.17 | [7 empty] | Receptacle |  | N22C1 | 11 | [5 empty] | 1291.669250 | 0.000000 | 951 | 1937.503875 | TRUE
794 | 2C04 | 0 | 758524 | New Construction | N/A |  | 0 |  | 0 |  | 103380 | Point+HemiSpherical | 45661 |  | 53528 | REF TYPE MARK | 0 | A28 - 0610x1219mm | 0 | 86853 | 92806,92807,92808,92809,92810,92811,92812,103516,103517,103518,103519,103520,103521,103522,103523,103524 | 3nfyjyjOf1zQfCeH8h9i5o | 1 |  | M_Troffer Light - Parabolic Rectangular:A28 - 0610x1219mm:A28 - 0610x1219mm:758524 |  | NO | N/A | 794 | N/A | 16777215 | N/A | N/A | N/A | N/A | N/A |  | 120 V/1-80 VA | N/A | Linked Revit Model : Clinic_A.rvt | UNSET |  |  | Level: Level 2 | UNSET | F | 0 | 2.680000 |  | 861.112833 | 0 | 0.050000 |  |  |  | 1.200000 |  |  | T8 or TH10, 1219mm, RAPID START, CRI=90 |  | N/A | UNSET | N/A | N/A | TRUE | N/A | 0 | N/A | 0 | 0 | 0 | 0 | 0 | UNSET | N/A | N/A | FIXED | N/A | Downlights | UNSET | N/A | D5020210 | N/A | N/A | N/A | 0 | L1 | 0 | N/A | N/A | N/A | 0 | UNSET | UNSET | 0 | 0 | 0 | 0 | 0 | [9 empty] | N/A | Lighting - Fluorescent |  |  | 23.80.70.11.14.11 |  |  | A28 |  |  |  | 1291.669250 | Lighting - Dwelling Unit | 1 | L42C | 4 |  |  | 1800.000000 | 32 or 30 | [8 empty] | Metal - Paint Finish - Dark Gray, Matte | Glass - White, High Luminance | Metal - Chrome
795 | 2C04 | 0 | 758566 | New Construction | N/A |  | 0 |  | 0 |  | 103380 | Point+HemiSpherical | 45662 |  | 53529 | REF TYPE MARK | 0 | A28 - 0610x1219mm | 0 | 86852 | 92813,92814,92815,92816,92817,92818,92819,103516,103517,103518,103519,103520,103521,103522,103523,103524 | 3nfyjyjOf1zQfCeH8h9i2e | 1 |  | M_Troffer Light - Parabolic Rectangular:A28 - 0610x1219mm:A28 - 0610x1219mm:758566 |  | NO | N/A | 795 | N/A | 16777215 | N/A | N/A | N/A | N/A | N/A |  | 120 V/1-80 VA | N/A | Linked Revit Model : Clinic_A.rvt | UNSET |  |  | Level: Level 2 | UNSET | F | 0 | 2.680000 |  | 861.112833 | 0 | 0.050000 |  |  |  | 1.200000 |  |  | T8 or TH10, 1219mm, RAPID START, CRI=90 |  | N/A | UNSET | N/A | N/A | TRUE | N/A | 0 | N/A | 0 | 0 | 0 | 0 | 0 | UNSET | N/A | N/A | FIXED | N/A | Downlights | UNSET | N/A | D5020210 | N/A | N/A | N/A | 0 | L1 | 0 | N/A | N/A | N/A | 0 | UNSET | UNSET | 0 | 0 | 0 | 0 | 0 | [9 empty] | N/A | Lighting - Fluorescent |  |  | 23.80.70.11.14.11 |  |  | A28 |  |  |  | 1291.669250 | Lighting - Dwelling Unit | 1 | L42C | 4 |  |  | 1800.000000 | 32 or 30 | [8 empty] | Metal - Paint Finish - Dark Gray, Matte | Glass - White, High Luminance | Metal - Chrome
796 | 2C04 | 0 | 758595 | New Construction | N/A |  | 0 |  | 0 |  | 103380 | Point+HemiSpherical | 45663 |  | 53530 | REF TYPE MARK | 0 | A28 - 0610x1219mm | 0 | 86851 | 92820,92821,92822,92823,92824,92825,92826,103516,103517,103518,103519,103520,103521,103522,103523,103524 | 3nfyjyjOf1zQfCeH8h9i3D | 1 |  | M_Troffer Light - Parabolic Rectangular:A28 - 0610x1219mm:A28 - 0610x1219mm:758595 |  | NO | N/A | 796 | N/A | 16777215 | N/A | N/A | N/A | N/A | N/A |  | 120 V/1-80 VA | N/A | Linked Revit Model : Clinic_A.rvt | UNSET |  |  | Level: Level 2 | UNSET | F | 0 | 2.680000 |  | 861.112833 | 0 | 0.050000 |  |  |  | 1.200000 |  |  | T8 or TH10, 1219mm, RAPID START, CRI=90 |  | N/A | UNSET | N/A | N/A | TRUE | N/A | 0 | N/A | 0 | 0 | 0 | 0 | 0 | UNSET | N/A | N/A | FIXED | N/A | Downlights | UNSET | N/A | D5020210 | N/A | N/A | N/A | 0 | L1 | 0 | N/A | N/A | N/A | 0 | UNSET | UNSET | 0 | 0 | 0 | 0 | 0 | [9 empty] | N/A | Lighting - Fluorescent |  |  | 23.80.70.11.14.11 |  |  | A28 |  |  |  | 1291.669250 | Lighting - Dwelling Unit | 1 | L42C | 4 |  |  | 1800.000000 | 32 or 30 | [8 empty] | Metal - Paint Finish - Dark Gray, Matte | Glass - White, High Luminance | Metal - Chrome
797 | 2C04 | 0 | 758632 | New Construction | N/A |  | 0 |  | 0 |  | 103380 | Point+HemiSpherical | 45664 |  | 53531 | REF TYPE MARK | 0 | A28 - 0610x1219mm | 0 | 86850 | 92827,92828,92829,92830,92831,92832,92833,103516,103517,103518,103519,103520,103521,103522,103523,103524 | 3nfyjyjOf1zQfCeH8h9i3c | 1 |  | M_Troffer Light - Parabolic Rectangular:A28 - 0610x1219mm:A28 - 0610x1219mm:758632 |  | NO | N/A | 797 | N/A | 16777215 | N/A | N/A | N/A | N/A | N/A |  | 120 V/1-80 VA | N/A | Linked Revit Model : Clinic_A.rvt | UNSET |  |  | Level: Level 2 | UNSET | F | 0 | 2.680000 |  | 861.112833 | 0 | 0.050000 |  |  |  | 1.200000 |  |  | T8 or TH10, 1219mm, RAPID START, CRI=90 |  | N/A | UNSET | N/A | N/A | TRUE | N/A | 0 | N/A | 0 | 0 | 0 | 0 | 0 | UNSET | N/A | N/A | FIXED | N/A | Downlights | UNSET | N/A | D5020210 | N/A | N/A | N/A | 0 | L1 | 0 | N/A | N/A | N/A | 0 | UNSET | UNSET | 0 | 0 | 0 | 0 | 0 | [9 empty] | N/A | Lighting - Fluorescent |  |  | 23.80.70.11.14.11 |  |  | A28 |  |  |  | 1291.669250 | Lighting - Dwelling Unit | 1 | L42C | 4 |  |  | 1800.000000 | 32 or 30 | [8 empty] | Metal - Paint Finish - Dark Gray, Matte | Glass - White, High Luminance | Metal - Chrome
1439 | 2C04 |  | 830345 | New Construction | N/A | [5 empty] | 103380 |  | 46126 |  | 43369 |  |  | Single Pole | 0 |  | 95927,95928,95929,95930,95931,95932,103554,103555,103556,103557,103558,103559 | 3q4w0ijjzFuh9My1IanVBB | 1 |  | M_Lighting Switches:Single Pole:Single Pole:830345 |  |  | N/A | 1439 | N/A |  | N/A | N/A | N/A | N/A | N/A |  | 120 V/1-0 VA | N/A | Linked Revit Model : Clinic_A.rvt |  |  |  | Level: Level 2 |  |  |  | 1.200000 |  | 0.000000 | [5 empty] | 1.200000 |  |  |  |  | N/A | UNSET | N/A | N/A | TRUE | N/A | 0 | N/A | 0 | 0 | 0 | 0 | 0 | UNSET | N/A | N/A | FIXED | N/A | Switches | UNSET | N/A |  | N/A | N/A | N/A | 0 | L1 | 0 | N/A | N/A | N/A | 0 | [16 empty] | N/A |  |  |  | 23.80.50.11.14 | [7 empty] | Other |  | L42C | 4 | [5 empty] | 1291.669250 | 0.000000
2422 | 2C04 |  | 975543 | New Construction | N/A | [5 empty] | 103380 |  | 47112 |  | 44338 |  |  | Standard | 0 |  | 101947,101948,101949,101950,101951,101952,103571,103572,103573,103574,103575 | 1ZhgLpwJLD8OCzRSS4hgqL | 1 |  | M_Duplex Receptacle:Standard:Standard:975543 |  |  | N/A | 2422 | N/A |  | N/A | N/A | N/A | N/A | N/A |  | 120 V/1-180 VA | N/A | Linked Revit Model : Clinic_A.rvt | UNSET |  |  | Level: Level 2 |  |  |  | 0.500000 | [7 empty] | 0.460000 |  |  |  |  | N/A | UNSET | N/A | N/A | TRUE | N/A | 0 | N/A | 0 | 0 | 0 | 0 | 0 | UNSET | N/A | N/A | FIXED | N/A | Ground Fault Receptacles | UNSET | N/A |  | N/A | N/A | N/A | 0 | L1 | 0 | N/A | N/A | N/A | 0 | [16 empty] | N/A |  |  |  | 23.80.50.11.17 | [7 empty] | Receptacle |  | N22C1 | 4 | [5 empty] | 1291.669250 | 0.000000 | 849 | 1937.503875 | TRUE
2423 | 2C04 |  | 975608 | New Construction | N/A | [5 empty] | 103380 |  | 47113 |  | 44339 |  |  | Standard | 0 |  | 101953,101954,101955,101956,101957,101958,103571,103572,103573,103574,103575 | 1ZhgLpwJLD8OCzRSS4hgrQ | 1 |  | M_Duplex Receptacle:Standard:Standard:975608 |  |  | N/A | 2423 | N/A |  | N/A | N/A | N/A | N/A | N/A |  | 120 V/1-180 VA | N/A | Linked Revit Model : Clinic_A.rvt | UNSET |  |  | Level: Level 2 |  |  |  | 0.500000 | [7 empty] | 0.460000 |  |  |  |  | N/A | UNSET | N/A | N/A | TRUE | N/A | 0 | N/A | 0 | 0 | 0 | 0 | 0 | UNSET | N/A | N/A | FIXED | N/A | Ground Fault Receptacles | UNSET | N/A |  | N/A | N/A | N/A | 0 | L1 | 0 | N/A | N/A | N/A | 0 | [16 empty] | N/A |  |  |  | 23.80.50.11.17 | [7 empty] | Receptacle |  | N22C1 | 4 | [5 empty] | 1291.669250 | 0.000000 | 850 | 1937.503875 | TRUE
2424 | 2C04 |  | 975662 | New Construction | N/A | [5 empty] | 103380 |  | 47114 |  | 44340 |  |  | Standard | 0 |  | 101959,101960,101961,101962,101963,101964,103571,103572,103573,103574,103575 | 1ZhgLpwJLD8OCzRSS4hgoC | 1 |  | M_Duplex Receptacle:Standard:Standard:975662 |  |  | N/A | 2424 | N/A |  | N/A | N/A | N/A | N/A | N/A |  | 120 V/1-180 VA | N/A | Linked Revit Model : Clinic_A.rvt | UNSET |  |  | Level: Level 2 |  |  |  | 0.500000 | [7 empty] | 0.460000 |  |  |  |  | N/A | UNSET | N/A | N/A | TRUE | N/A | 0 | N/A | 0 | 0 | 0 | 0 | 0 | UNSET | N/A | N/A | FIXED | N/A | Ground Fault Receptacles | UNSET | N/A |  | N/A | N/A | N/A | 0 | L1 | 0 | N/A | N/A | N/A | 0 | [16 empty] | N/A |  |  |  | 23.80.50.11.17 | [7 empty] | Receptacle |  | N22C1 | 4 | [5 empty] | 1291.669250 | 0.000000 | 851 | 1937.503875 | TRUE
2425 | 2C04 |  | 975706 | New Construction | N/A | [5 empty] | 103380 |  | 47115 |  | 44341 |  |  | Standard | 0 |  | 101965,101966,101967,101968,101969,101970,103571,103572,103573,103574,103575 | 1ZhgLpwJLD8OCzRSS4hgpu | 1 |  | M_Duplex Receptacle:Standard:Standard:975706 |  |  | N/A | 2425 | N/A |  | N/A | N/A | N/A | N/A | N/A |  | 120 V/1-180 VA | N/A | Linked Revit Model : Clinic_A.rvt | UNSET |  |  | Level: Level 2 |  |  |  | 0.500000 | [7 empty] | 0.460000 |  |  |  |  | N/A | UNSET | N/A | N/A | TRUE | N/A | 0 | N/A | 0 | 0 | 0 | 0 | 0 | UNSET | N/A | N/A | FIXED | N/A | Ground Fault Receptacles | UNSET | N/A |  | N/A | N/A | N/A | 0 | L1 | 0 | N/A | N/A | N/A | 0 | [16 empty] | N/A |  |  |  | 23.80.50.11.17 | [7 empty] | Receptacle |  | N22C1 | 4 | [5 empty] | 1291.669250 | 0.000000 | 852 | 1937.503875 | TRUE
2426 | 2C04 |  | 975800 | New Construction | N/A | [5 empty] | 103380 |  | 47116 |  | 44342 |  |  | Standard | 0 |  | 101971,101972,101973,101974,101975,101976,103571,103572,103573,103574,103575 | 1ZhgLpwJLD8OCzRSS4hgmQ | 1 |  | M_Duplex Receptacle:Standard:Standard:975800 |  |  | N/A | 2426 | N/A |  | N/A | N/A | N/A | N/A | N/A |  | 120 V/1-180 VA | N/A | Linked Revit Model : Clinic_A.rvt | UNSET |  |  | Level: Level 2 |  |  |  | 0.500000 | [7 empty] | 0.460000 |  |  |  |  | N/A | UNSET | N/A | N/A | TRUE | N/A | 0 | N/A | 0 | 0 | 0 | 0 | 0 | UNSET | N/A | N/A | FIXED | N/A | Ground Fault Receptacles | UNSET | N/A |  | N/A | N/A | N/A | 0 | L1 | 0 | N/A | N/A | N/A | 0 | [16 empty] | N/A |  |  |  | 23.80.50.11.17 | [7 empty] | Receptacle |  | N22C1 | 4 | [5 empty] | 1291.669250 | 0.000000 | 853 | 1937.503875 | TRUE
2427 | 2C04 |  | 975836 | New Construction | N/A | [5 empty] | 103380 |  | 47117 |  | 44343 |  |  | Standard | 0 |  | 101977,101978,101979,101980,101981,101982,103571,103572,103573,103574,103575 | 1ZhgLpwJLD8OCzRSS4hgn_ | 1 |  | M_Duplex Receptacle:Standard:Standard:975836 |  |  | N/A | 2427 | N/A |  | N/A | N/A | N/A | N/A | N/A |  | 120 V/1-180 VA | N/A | Linked Revit Model : Clinic_A.rvt | UNSET |  |  | Level: Level 2 |  |  |  | 0.500000 | [7 empty] | 0.460000 |  |  |  |  | N/A | UNSET | N/A | N/A | TRUE | N/A | 0 | N/A | 0 | 0 | 0 | 0 | 0 | UNSET | N/A | N/A | FIXED | N/A | Ground Fault Receptacles | UNSET | N/A |  | N/A | N/A | N/A | 0 | L1 | 0 | N/A | N/A | N/A | 0 | [16 empty] | N/A |  |  |  | 23.80.50.11.17 | [7 empty] | Receptacle |  | N22C1 | 4 | [5 empty] | 1291.669250 | 0.000000 | 854 | 1937.503875 | TRUE
2430 | 2C04 |  | 975969 | New Construction | N/A | [5 empty] | 103380 |  | 47120 |  | 44346 |  |  | Standard | 0 |  | 101995,101996,101997,101998,101999,102000,103571,103572,103573,103574,103575 | 1ZhgLpwJLD8OCzRSS4hgl3 | 1 |  | M_Duplex Receptacle:Standard:Standard:975969 |  |  | N/A | 2430 | N/A |  | N/A | N/A | N/A | N/A | N/A |  | 120 V/1-180 VA | N/A | Linked Revit Model : Clinic_A.rvt | UNSET |  |  | Level: Level 2 |  |  |  | 0.500000 | [7 empty] | 0.460000 |  |  |  |  | N/A | UNSET | N/A | N/A | TRUE | N/A | 0 | N/A | 0 | 0 | 0 | 0 | 0 | UNSET | N/A | N/A | FIXED | N/A | Ground Fault Receptacles | UNSET | N/A |  | N/A | N/A | N/A | 0 | L1 | 0 | N/A | N/A | N/A | 0 | [16 empty] | N/A |  |  |  | 23.80.50.11.17 | [7 empty] | Receptacle |  | N22C1 | 4 | [5 empty] | 1291.669250 | 0.000000 | 857 | 1937.503875 | TRUE
2431 | 2C04 |  | 976048 | New Construction | N/A | [5 empty] | 103380 |  | 47121 |  | 44347 |  |  | Standard | 0 |  | 102001,102002,102003,102004,102005,102006,103571,103572,103573,103574,103575 | 1ZhgLpwJLD8OCzRSS4hgiI | 1 |  | M_Duplex Receptacle:Standard:Standard:976048 |  |  | N/A | 2431 | N/A |  | N/A | N/A | N/A | N/A | N/A |  | 120 V/1-180 VA | N/A | Linked Revit Model : Clinic_A.rvt | UNSET |  |  | Level: Level 2 |  |  |  | 0.500000 | [7 empty] | 0.460000 |  |  |  |  | N/A | UNSET | N/A | N/A | TRUE | N/A | 0 | N/A | 0 | 0 | 0 | 0 | 0 | UNSET | N/A | N/A | FIXED | N/A | Ground Fault Receptacles | UNSET | N/A |  | N/A | N/A | N/A | 0 | L1 | 0 | N/A | N/A | N/A | 0 | [16 empty] | N/A |  |  |  | 23.80.50.11.17 | [7 empty] | Receptacle |  | N22C1 | 4 | [5 empty] | 1291.669250 | 0.000000 | 858 | 1937.503875 | TRUE
1035 | 2C05 | 0 | 849854 | New Construction | N/A |  | 0 |  | 0 |  | 102995 | Point+HemiSpherical | 46213 |  | 53844 | REF TYPE MARK | 0 | Q1 - 1219mm | 0 | 86612 | 96456,96457,96458,96459,96460,96461,96462,103200,103201,103202,103203,103204,103205,103206,103207,103220 | 050aEzwQLErOVNO9YHeAdj | 1 |  | M_Pendant Light - Linear:Q1 - 1219mm:Q1 - 1219mm:849854 |  | NO | N/A | 1035 | N/A | 16777215 | N/A | N/A | N/A | N/A | N/A |  | 120 V/1-150 VA | N/A | Linked Revit Model : Clinic_S.rvt | UNSET |  |  | Level: Level 2 | UNSET | F | 0 | 4.680000 |  | 1614.586563 | 0 | 0.050000 |  |  |  | 1.200000 |  |  | T8, 1219mm, RAPID START, CRI=75 |  | N/A | UNSET | N/A | N/A | TRUE | N/A | 0 | N/A | 0 | 0 | 0 | 0 | 0 | UNSET | N/A | N/A | FIXED | N/A | General Luminaries, Non Directional | UNSET | N/A |  | N/A | N/A | N/A | 0 | L1 | 0 | N/A | N/A | N/A | 0 | UNSET | UNSET | 0 | 0 | 0 | 0 | 0 | [9 empty] | N/A |  |  |  | 23.80.70.11.11 |  |  | Q1 |  |  |  | 1291.669250 | Lighting - Dwelling Unit | 1 | L42C | 2 |  |  | 2900.000000 | 32 | [9 empty] | Glass - White, High Luminance |  | 2.400000 | 0.300000 | Metal - Paint Finish - Ivory, Glossy | Metal - Paint Finish - Ivory, Glossy
1438 | 2C05 |  | 830178 | New Construction | N/A | [5 empty] | 102995 |  | 46125 |  | 43368 |  |  | Single Pole | 0 |  | 95921,95922,95923,95924,95925,95926,103554,103555,103556,103557,103558,103559 | 3q4w0ijjzFuh9My1IanVEW | 1 |  | M_Lighting Switches:Single Pole:Single Pole:830178 |  |  | N/A | 1438 | N/A |  | N/A | N/A | N/A | N/A | N/A |  | 120 V/1-0 VA | N/A | Linked Revit Model : Clinic_A.rvt |  |  |  | Level: Level 2 |  |  |  | 1.200000 |  | 0.000000 | [5 empty] | 1.200000 |  |  |  |  | N/A | UNSET | N/A | N/A | TRUE | N/A | 0 | N/A | 0 | 0 | 0 | 0 | 0 | UNSET | N/A | N/A | FIXED | N/A | Switches | UNSET | N/A |  | N/A | N/A | N/A | 0 | L1 | 0 | N/A | N/A | N/A | 0 | [16 empty] | N/A |  |  |  | 23.80.50.11.14 | [7 empty] | Other |  | L42C | 2 | [5 empty] | 1291.669250 | 0.000000
2525 | 2C05 |  | 987153 | New Construction | N/A | [5 empty] | 102995 |  | 47215 |  | 44441 |  |  | Standard | 0 |  | 102565,102566,102567,102568,102569,102570,103571,103572,103573,103574,103575 | 1ZhgLpwJLD8OCzRSS4hr_p | 1 |  | M_Duplex Receptacle:Standard:Standard:987153 |  |  | N/A | 2525 | N/A |  | N/A | N/A | N/A | N/A | N/A |  | 120 V/1-180 VA | N/A | Linked Revit Model : Clinic_A.rvt | UNSET |  |  | Level: Level 2 |  |  |  | 0.500000 | [7 empty] | 0.460000 |  |  |  |  | N/A | UNSET | N/A | N/A | TRUE | N/A | 0 | N/A | 0 | 0 | 0 | 0 | 0 | UNSET | N/A | N/A | FIXED | N/A | Ground Fault Receptacles | UNSET | N/A |  | N/A | N/A | N/A | 0 | L1 | 0 | N/A | N/A | N/A | 0 | [16 empty] | N/A |  |  |  | 23.80.50.11.17 | [7 empty] | Receptacle |  | N22C1 | 9 | [5 empty] | 1291.669250 | 0.000000 | 952 | 1937.503875 | TRUE
790 | 2C06 | 0 | 758214 | New Construction | N/A |  | 0 |  | 0 |  | 103406 | Point+HemiSpherical | 45657 |  | 53524 | REF TYPE MARK | 0 | A28 - 0610x1219mm | 0 | 86857 | 92778,92779,92780,92781,92782,92783,92784,103516,103517,103518,103519,103520,103521,103522,103523,103524 | 3nfyjyjOf1zQfCeH8h9i98 | 1 |  | M_Troffer Light - Parabolic Rectangular:A28 - 0610x1219mm:A28 - 0610x1219mm:758214 |  | NO | N/A | 790 | N/A | 16777215 | N/A | N/A | N/A | N/A | N/A |  | 120 V/1-80 VA | N/A | <not associated> | UNSET |  |  | Level: Level 2 | UNSET | F | 0 | 2.680000 |  | 861.112833 | 0 | 0.050000 |  |  |  | 1.200000 |  |  | T8 or TH10, 1219mm, RAPID START, CRI=90 |  | N/A | UNSET | N/A | N/A | TRUE | N/A | 0 | N/A | 0 | 0 | 0 | 0 | 0 | UNSET | N/A | N/A | FIXED | N/A | Downlights | UNSET | N/A | D5020210 | N/A | N/A | N/A | 0 | L1 | 0 | N/A | N/A | N/A | 0 | UNSET | UNSET | 0 | 0 | 0 | 0 | 0 | [9 empty] | N/A | Lighting - Fluorescent |  |  | 23.80.70.11.14.11 |  |  | A28 |  |  |  | 1291.669250 | Lighting - Dwelling Unit | 1 | L42C | 5 |  |  | 1800.000000 | 32 or 30 | [8 empty] | Metal - Paint Finish - Dark Gray, Matte | Glass - White, High Luminance | Metal - Chrome
791 | 2C06 | 0 | 758349 | New Construction | N/A |  | 0 |  | 0 |  | 103406 | Point+HemiSpherical | 45658 |  | 53525 | REF TYPE MARK | 0 | A28 - 0610x1219mm | 0 | 86856 | 92785,92786,92787,92788,92789,92790,92791,103516,103517,103518,103519,103520,103521,103522,103523,103524 | 3nfyjyjOf1zQfCeH8h9i73 | 1 |  | M_Troffer Light - Parabolic Rectangular:A28 - 0610x1219mm:A28 - 0610x1219mm:758349 |  | NO | N/A | 791 | N/A | 16777215 | N/A | N/A | N/A | N/A | N/A |  | 120 V/1-80 VA | N/A | Linked Revit Model : Clinic_A.rvt | UNSET |  |  | Level: Level 2 | UNSET | F | 0 | 2.680000 |  | 861.112833 | 0 | 0.050000 |  |  |  | 1.200000 |  |  | T8 or TH10, 1219mm, RAPID START, CRI=90 |  | N/A | UNSET | N/A | N/A | TRUE | N/A | 0 | N/A | 0 | 0 | 0 | 0 | 0 | UNSET | N/A | N/A | FIXED | N/A | Downlights | UNSET | N/A | D5020210 | N/A | N/A | N/A | 0 | L1 | 0 | N/A | N/A | N/A | 0 | UNSET | UNSET | 0 | 0 | 0 | 0 | 0 | [9 empty] | N/A | Lighting - Fluorescent |  |  | 23.80.70.11.14.11 |  |  | A28 |  |  |  | 1291.669250 | Lighting - Dwelling Unit | 1 | L42C | 5 |  |  | 1800.000000 | 32 or 30 | [8 empty] | Metal - Paint Finish - Dark Gray, Matte | Glass - White, High Luminance | Metal - Chrome
792 | 2C06 | 0 | 758406 | New Construction | N/A |  | 0 |  | 0 |  | 103406 | Point+HemiSpherical | 45659 |  | 53526 | REF TYPE MARK | 0 | A28 - 0610x1219mm | 0 | 86855 | 92792,92793,92794,92795,92796,92797,92798,103516,103517,103518,103519,103520,103521,103522,103523,103524 | 3nfyjyjOf1zQfCeH8h9i48 | 1 |  | M_Troffer Light - Parabolic Rectangular:A28 - 0610x1219mm:A28 - 0610x1219mm:758406 |  | NO | N/A | 792 | N/A | 16777215 | N/A | N/A | N/A | N/A | N/A |  | 120 V/1-80 VA | N/A | Linked Revit Model : Clinic_A.rvt | UNSET |  |  | Level: Level 2 | UNSET | F | 0 | 2.680000 |  | 861.112833 | 0 | 0.050000 |  |  |  | 1.200000 |  |  | T8 or TH10, 1219mm, RAPID START, CRI=90 |  | N/A | UNSET | N/A | N/A | TRUE | N/A | 0 | N/A | 0 | 0 | 0 | 0 | 0 | UNSET | N/A | N/A | FIXED | N/A | Downlights | UNSET | N/A | D5020210 | N/A | N/A | N/A | 0 | L1 | 0 | N/A | N/A | N/A | 0 | UNSET | UNSET | 0 | 0 | 0 | 0 | 0 | [9 empty] | N/A | Lighting - Fluorescent |  |  | 23.80.70.11.14.11 |  |  | A28 |  |  |  | 1291.669250 | Lighting - Dwelling Unit | 1 | L42C | 5 |  |  | 1800.000000 | 32 or 30 | [8 empty] | Metal - Paint Finish - Dark Gray, Matte | Glass - White, High Luminance | Metal - Chrome
793 | 2C06 | 0 | 758485 | New Construction | N/A |  | 0 |  | 0 |  | 103406 | Point+HemiSpherical | 45660 |  | 53527 | REF TYPE MARK | 0 | A28 - 0610x1219mm | 0 | 86854 | 92799,92800,92801,92802,92803,92804,92805,103516,103517,103518,103519,103520,103521,103522,103523,103524 | 3nfyjyjOf1zQfCeH8h9i5R | 1 |  | M_Troffer Light - Parabolic Rectangular:A28 - 0610x1219mm:A28 - 0610x1219mm:758485 |  | NO | N/A | 793 | N/A | 16777215 | N/A | N/A | N/A | N/A | N/A |  | 120 V/1-80 VA | N/A | Linked Revit Model : Clinic_A.rvt | UNSET |  |  | Level: Level 2 | UNSET | F | 0 | 2.680000 |  | 861.112833 | 0 | 0.050000 |  |  |  | 1.200000 |  |  | T8 or TH10, 1219mm, RAPID START, CRI=90 |  | N/A | UNSET | N/A | N/A | TRUE | N/A | 0 | N/A | 0 | 0 | 0 | 0 | 0 | UNSET | N/A | N/A | FIXED | N/A | Downlights | UNSET | N/A | D5020210 | N/A | N/A | N/A | 0 | L1 | 0 | N/A | N/A | N/A | 0 | UNSET | UNSET | 0 | 0 | 0 | 0 | 0 | [9 empty] | N/A | Lighting - Fluorescent |  |  | 23.80.70.11.14.11 |  |  | A28 |  |  |  | 1291.669250 | Lighting - Dwelling Unit | 1 | L42C | 5 |  |  | 1800.000000 | 32 or 30 | [8 empty] | Metal - Paint Finish - Dark Gray, Matte | Glass - White, High Luminance | Metal - Chrome
1435 | 2C06 |  | 829725 | New Construction | N/A | [5 empty] | 103406 |  | 46122 |  | 43365 |  |  | Single Pole | 0 |  | 95903,95904,95905,95906,95907,95908,103554,103555,103556,103557,103558,103559 | 3q4w0ijjzFuh9My1IanV1V | 1 |  | M_Lighting Switches:Single Pole:Single Pole:829725 |  |  | N/A | 1435 | N/A |  | N/A | N/A | N/A | N/A | N/A |  | 120 V/1-0 VA | N/A | Linked Revit Model : Clinic_A.rvt |  |  |  | Level: Level 2 |  |  |  | 1.200000 |  | 0.000000 | [5 empty] | 1.200000 |  |  |  |  | N/A | UNSET | N/A | N/A | TRUE | N/A | 0 | N/A | 0 | 0 | 0 | 0 | 0 | UNSET | N/A | N/A | FIXED | N/A | Switches | UNSET | N/A |  | N/A | N/A | N/A | 0 | L1 | 0 | N/A | N/A | N/A | 0 | [16 empty] | N/A |  |  |  | 23.80.50.11.14 | [7 empty] | Other |  | L42C | 5 | [5 empty] | 1291.669250 | 0.000000
2428 | 2C06 |  | 975867 | New Construction | N/A | [5 empty] | 103406 |  | 47118 |  | 44344 |  |  | Standard | 0 |  | 101983,101984,101985,101986,101987,101988,103571,103572,103573,103574,103575 | 1ZhgLpwJLD8OCzRSS4hgnP | 1 |  | M_Duplex Receptacle:Standard:Standard:975867 |  |  | N/A | 2428 | N/A |  | N/A | N/A | N/A | N/A | N/A |  | 120 V/1-180 VA | N/A | Linked Revit Model : Clinic_A.rvt | UNSET |  |  | Level: Level 2 |  |  |  | 0.500000 | [7 empty] | 0.460000 |  |  |  |  | N/A | UNSET | N/A | N/A | TRUE | N/A | 0 | N/A | 0 | 0 | 0 | 0 | 0 | UNSET | N/A | N/A | FIXED | N/A | Ground Fault Receptacles | UNSET | N/A |  | N/A | N/A | N/A | 0 | L1 | 0 | N/A | N/A | N/A | 0 | [16 empty] | N/A |  |  |  | 23.80.50.11.17 | [7 empty] | Receptacle |  | N22C1 | 3 | [5 empty] | 1291.669250 | 0.000000 | 855 | 1937.503875 | TRUE
2429 | 2C06 |  | 975922 | New Construction | N/A | [5 empty] | 103406 |  | 47119 |  | 44345 |  |  | Standard | 0 |  | 101989,101990,101991,101992,101993,101994,103571,103572,103573,103574,103575 | 1ZhgLpwJLD8OCzRSS4hgkG | 1 |  | M_Duplex Receptacle:Standard:Standard:975922 |  |  | N/A | 2429 | N/A |  | N/A | N/A | N/A | N/A | N/A |  | 120 V/1-180 VA | N/A | Linked Revit Model : Clinic_A.rvt | UNSET |  |  | Level: Level 2 |  |  |  | 0.500000 | [7 empty] | 0.460000 |  |  |  |  | N/A | UNSET | N/A | N/A | TRUE | N/A | 0 | N/A | 0 | 0 | 0 | 0 | 0 | UNSET | N/A | N/A | FIXED | N/A | Ground Fault Receptacles | UNSET | N/A |  | N/A | N/A | N/A | 0 | L1 | 0 | N/A | N/A | N/A | 0 | [16 empty] | N/A |  |  |  | 23.80.50.11.17 | [7 empty] | Receptacle |  | N22C1 | 3 | [5 empty] | 1291.669250 | 0.000000 | 856 | 1937.503875 | TRUE
2432 | 2C06 |  | 976091 | New Construction | N/A | [5 empty] | 103406 |  | 47122 |  | 44348 |  |  | Standard | 0 |  | 102007,102008,102009,102010,102011,102012,103571,103572,103573,103574,103575 | 1ZhgLpwJLD8OCzRSS4hgjv | 1 |  | M_Duplex Receptacle:Standard:Standard:976091 |  |  | N/A | 2432 | N/A |  | N/A | N/A | N/A | N/A | N/A |  | 120 V/1-180 VA | N/A | Linked Revit Model : Clinic_A.rvt | UNSET |  |  | Level: Level 2 |  |  |  | 0.500000 | [7 empty] | 0.460000 |  |  |  |  | N/A | UNSET | N/A | N/A | TRUE | N/A | 0 | N/A | 0 | 0 | 0 | 0 | 0 | UNSET | N/A | N/A | FIXED | N/A | Ground Fault Receptacles | UNSET | N/A |  | N/A | N/A | N/A | 0 | L1 | 0 | N/A | N/A | N/A | 0 | [16 empty] | N/A |  |  |  | 23.80.50.11.17 | [7 empty] | Receptacle |  | N22C1 | 3 | [5 empty] | 1291.669250 | 0.000000 | 859 | 1937.503875 | TRUE
2433 | 2C06 |  | 976144 | New Construction | N/A | [5 empty] | 103406 |  | 47123 |  | 44349 |  |  | Standard | 0 |  | 102013,102014,102015,102016,102017,102018,103571,103572,103573,103574,103575 | 1ZhgLpwJLD8OCzRSS4hggo | 1 |  | M_Duplex Receptacle:Standard:Standard:976144 |  |  | N/A | 2433 | N/A |  | N/A | N/A | N/A | N/A | N/A |  | 120 V/1-180 VA | N/A | Linked Revit Model : Clinic_A.rvt | UNSET |  |  | Level: Level 2 |  |  |  | 0.500000 | [7 empty] | 0.460000 |  |  |  |  | N/A | UNSET | N/A | N/A | TRUE | N/A | 0 | N/A | 0 | 0 | 0 | 0 | 0 | UNSET | N/A | N/A | FIXED | N/A | Ground Fault Receptacles | UNSET | N/A |  | N/A | N/A | N/A | 0 | L1 | 0 | N/A | N/A | N/A | 0 | [16 empty] | N/A |  |  |  | 23.80.50.11.17 | [7 empty] | Receptacle |  | N22C1 | 3 | [5 empty] | 1291.669250 | 0.000000 | 860 | 1937.503875 | TRUE
2434 | 2C06 |  | 976209 | New Construction | N/A | [5 empty] | 103406 |  | 47124 |  | 44350 |  |  | Standard | 0 |  | 102019,102020,102021,102022,102023,102024,103571,103572,103573,103574,103575 | 1ZhgLpwJLD8OCzRSS4hghp | 1 |  | M_Duplex Receptacle:Standard:Standard:976209 |  |  | N/A | 2434 | N/A |  | N/A | N/A | N/A | N/A | N/A |  | 120 V/1-180 VA | N/A | Linked Revit Model : Clinic_A.rvt | UNSET |  |  | Level: Level 2 |  |  |  | 0.500000 | [7 empty] | 0.460000 |  |  |  |  | N/A | UNSET | N/A | N/A | TRUE | N/A | 0 | N/A | 0 | 0 | 0 | 0 | 0 | UNSET | N/A | N/A | FIXED | N/A | Ground Fault Receptacles | UNSET | N/A |  | N/A | N/A | N/A | 0 | L1 | 0 | N/A | N/A | N/A | 0 | [16 empty] | N/A |  |  |  | 23.80.50.11.17 | [7 empty] | Receptacle |  | N22C1 | 4 | [5 empty] | 1291.669250 | 0.000000 | 861 | 1937.503875 | TRUE
2435 | 2C06 |  | 976407 | New Construction | N/A | [5 empty] | 103406 |  | 47125 |  | 44351 |  |  | Standard | 0 |  | 102025,102026,102027,102028,102029,102030,103571,103572,103573,103574,103575 | 1ZhgLpwJLD8OCzRSS4hgcr | 1 |  | M_Duplex Receptacle:Standard:Standard:976407 |  |  | N/A | 2435 | N/A |  | N/A | N/A | N/A | N/A | N/A |  | 120 V/1-180 VA | N/A | Linked Revit Model : Clinic_A.rvt | UNSET |  |  | Level: Level 2 |  |  |  | 0.500000 | [7 empty] | 0.460000 |  |  |  |  | N/A | UNSET | N/A | N/A | TRUE | N/A | 0 | N/A | 0 | 0 | 0 | 0 | 0 | UNSET | N/A | N/A | FIXED | N/A | Ground Fault Receptacles | UNSET | N/A |  | N/A | N/A | N/A | 0 | L1 | 0 | N/A | N/A | N/A | 0 | [16 empty] | N/A |  |  |  | 23.80.50.11.17 | [7 empty] | Receptacle |  | N22C1 | 3 | [5 empty] | 1291.669250 | 0.000000 | 862 | 1937.503875 | TRUE
2436 | 2C06 |  | 976460 | New Construction | N/A | [5 empty] | 103406 |  | 47126 |  | 44352 |  |  | Standard | 0 |  | 102031,102032,102033,102034,102035,102036,103571,103572,103573,103574,103575 | 1ZhgLpwJLD8OCzRSS4hgdk | 1 |  | M_Duplex Receptacle:Standard:Standard:976460 |  |  | N/A | 2436 | N/A |  | N/A | N/A | N/A | N/A | N/A |  | 120 V/1-180 VA | N/A | Linked Revit Model : Clinic_A.rvt | UNSET |  |  | Level: Level 2 |  |  |  | 0.500000 | [7 empty] | 0.460000 |  |  |  |  | N/A | UNSET | N/A | N/A | TRUE | N/A | 0 | N/A | 0 | 0 | 0 | 0 | 0 | UNSET | N/A | N/A | FIXED | N/A | Ground Fault Receptacles | UNSET | N/A |  | N/A | N/A | N/A | 0 | L1 | 0 | N/A | N/A | N/A | 0 | [16 empty] | N/A |  |  |  | 23.80.50.11.17 | [7 empty] | Receptacle |  | N22C1 | 3 | [5 empty] | 1291.669250 | 0.000000 | 863 | 1937.503875 | TRUE
2437 | 2C06 |  | 976503 | New Construction | N/A | [5 empty] | 103406 |  | 47127 |  | 44353 |  |  | Standard | 0 |  | 102037,102038,102039,102040,102041,102042,103571,103572,103573,103574,103575 | 1ZhgLpwJLD8OCzRSS4hgdL | 1 |  | M_Duplex Receptacle:Standard:Standard:976503 |  |  | N/A | 2437 | N/A |  | N/A | N/A | N/A | N/A | N/A |  | 120 V/1-180 VA | N/A | Linked Revit Model : Clinic_A.rvt | UNSET |  |  | Level: Level 2 |  |  |  | 0.500000 | [7 empty] | 0.460000 |  |  |  |  | N/A | UNSET | N/A | N/A | TRUE | N/A | 0 | N/A | 0 | 0 | 0 | 0 | 0 | UNSET | N/A | N/A | FIXED | N/A | Ground Fault Receptacles | UNSET | N/A |  | N/A | N/A | N/A | 0 | L1 | 0 | N/A | N/A | N/A | 0 | [16 empty] | N/A |  |  |  | 23.80.50.11.17 | [7 empty] | Receptacle |  | N22C1 | 3 | [5 empty] | 1291.669250 | 0.000000 | 864 | 1937.503875 | TRUE
2438 | 2C06 |  | 976546 | New Construction | N/A | [5 empty] | 103406 |  | 47128 |  | 44354 |  |  | Standard | 0 |  | 102043,102044,102045,102046,102047,102048,103571,103572,103573,103574,103575 | 1ZhgLpwJLD8OCzRSS4hga0 | 1 |  | M_Duplex Receptacle:Standard:Standard:976546 |  |  | N/A | 2438 | N/A |  | N/A | N/A | N/A | N/A | N/A |  | 120 V/1-180 VA | N/A | Linked Revit Model : Clinic_A.rvt | UNSET |  |  | Level: Level 2 |  |  |  | 0.500000 | [7 empty] | 0.460000 |  |  |  |  | N/A | UNSET | N/A | N/A | TRUE | N/A | 0 | N/A | 0 | 0 | 0 | 0 | 0 | UNSET | N/A | N/A | FIXED | N/A | Ground Fault Receptacles | UNSET | N/A |  | N/A | N/A | N/A | 0 | L1 | 0 | N/A | N/A | N/A | 0 | [16 empty] | N/A |  |  |  | 23.80.50.11.17 | [7 empty] | Receptacle |  | N22C1 | 3 | [5 empty] | 1291.669250 | 0.000000 | 865 | 1937.503875 | TRUE
850 | 2C07 | 0 | 763143 | New Construction | N/A |  | 0 |  | 0 |  | 103244 | Point+HemiSpherical | 45717 |  | 53584 | REF TYPE MARK | 0 | B3B - 610x610mm | 0 | 86797 | 93198,93199,93200,93201,93202,93203,93204,103533,103534,103535,103536,103537,103538,103539,103540,103541 | 3nfyjyjOf1zQfCeH8h9lQ9 | 1 |  | M_Troffer Light - Parabolic Square:B3B - 610x610mm:B3B - 610x610mm:763143 |  | YES | N/A | 850 | N/A | 16777215 | N/A | N/A | N/A | N/A | N/A |  | 120 V/1-40 VA | N/A | Linked Revit Model : Clinic_A.rvt | UNSET |  |  | Level: Level 2 | UNSET | F | 0 | 2.680000 |  | 430.556417 | 0 | 0.050000 |  |  |  | 1.200000 |  |  | U-SHAPED, CRI=75 |  | N/A | UNSET | N/A | N/A | TRUE | N/A | 0 | N/A | 0 | 0 | 0 | 0 | 0 | UNSET | N/A | N/A | FIXED | N/A | Downlights | UNSET | N/A |  | N/A | N/A | N/A | 0 | L1 | 0 | N/A | N/A | N/A | 0 | UNSET | UNSET | 0 | 0 | 0 | 0 | 0 | [9 empty] | N/A |  |  |  | 23.80.70.11.14.11 |  |  | B3B |  |  |  | 1291.669250 | Lighting - Dwelling Unit | 1 | L42C | 2 |  |  | 3150.000000 | 32 | [8 empty] | Metal - Paint Finish - Dark Gray, Matte | Glass - White, High Luminance | Metal - Chrome
855 | 2C07 | 0 | 763883 | New Construction | N/A |  | 0 |  | 0 |  | 103244 | Point+HemiSpherical | 45722 |  | 53589 | REF TYPE MARK | 0 | B1 - 0610x1219mm | 0 | 86792 | 93233,93234,93235,93236,93237,93238,93239,103561,103562,103563,103564,103565,103566,103567,103568,103569 | 3nfyjyjOf1zQfCeH8h9lHb | 1 |  | M_Troffer Light - Parabolic Rectangular:B1 - 0610x1219mm:B1 - 0610x1219mm:763883 |  | NO | N/A | 855 | N/A | 16777215 | N/A | N/A | N/A | N/A | N/A |  | 120 V/1-80 VA | N/A | <not associated> | UNSET |  |  | Level: Level 2 | UNSET | F | 0 | 2.680000 |  | 861.112833 | 0 | 0.050000 |  |  |  | 1.200000 |  |  | T8, 1219mm, RAPID START, CRI=75 |  | N/A | UNSET | N/A | N/A | TRUE | N/A | 0 | N/A | 0 | 0 | 0 | 0 | 0 | UNSET | N/A | N/A | FIXED | N/A | Downlights | UNSET | N/A | D5020210 | N/A | N/A | N/A | 0 | L1 | 0 | N/A | N/A | N/A | 0 | UNSET | UNSET | 0 | 0 | 0 | 0 | 0 | [9 empty] | N/A | Lighting - Fluorescent |  |  | 23.80.70.11.14.11 |  |  | B1 |  |  |  | 1291.669250 | Lighting - Dwelling Unit | 1 | L42C | 2 |  |  | 2900.000000 | 32 | [8 empty] | Metal - Paint Finish - Dark Gray, Matte | Glass - White, High Luminance | Metal - Chrome
856 | 2C07 | 0 | 763991 | New Construction | N/A |  | 0 |  | 0 |  | 103244 | Point+HemiSpherical | 45723 |  | 53590 | REF TYPE MARK | 0 | B1 - 0610x1219mm | 0 | 86791 | 93240,93241,93242,93243,93244,93245,93246,103561,103562,103563,103564,103565,103566,103567,103568,103569 | 3nfyjyjOf1zQfCeH8h9llP | 1 |  | M_Troffer Light - Parabolic Rectangular:B1 - 0610x1219mm:B1 - 0610x1219mm:763991 |  | NO | N/A | 856 | N/A | 16777215 | N/A | N/A | N/A | N/A | N/A |  | 120 V/1-80 VA | N/A | Linked Revit Model : Clinic_A.rvt | UNSET |  |  | Level: Level 2 | UNSET | F | 0 | 2.680000 |  | 861.112833 | 0 | 0.050000 |  |  |  | 1.200000 |  |  | T8, 1219mm, RAPID START, CRI=75 |  | N/A | UNSET | N/A | N/A | TRUE | N/A | 0 | N/A | 0 | 0 | 0 | 0 | 0 | UNSET | N/A | N/A | FIXED | N/A | Downlights | UNSET | N/A | D5020210 | N/A | N/A | N/A | 0 | L1 | 0 | N/A | N/A | N/A | 0 | UNSET | UNSET | 0 | 0 | 0 | 0 | 0 | [9 empty] | N/A | Lighting - Fluorescent |  |  | 23.80.70.11.14.11 |  |  | B1 |  |  |  | 1291.669250 | Lighting - Dwelling Unit | 1 | L42C | 2 |  |  | 2900.000000 | 32 | [8 empty] | Metal - Paint Finish - Dark Gray, Matte | Glass - White, High Luminance | Metal - Chrome
1200 | 2C07 | 0 | 784102 | New Construction | N/A |  | 0 |  | 0 |  | 103244 | Point+HemiSpherical | 45954 |  | 53820 | REF TYPE MARK | 0 | SA - 152mm Diameter | 0 |  | 94878,94879,94880,94881,94882,94883,94884,103049,103050,103051,103052,103053,103054,103055,103082 | 0FGGKr9E19BvyMqqUqgng9 | 1 |  | M_Downlight - Recessed Can:SA - 152mm Diameter:SA - 152mm Diameter:784102 |  | NO | N/A | 1200 | N/A | 16777215 | N/A | N/A | N/A | N/A | N/A |  | 120 V/1-100 VA | N/A | <not associated> | UNSET |  |  | Level: Level 2 | UNSET | F | 0 | 2.800000 |  | 1076.391042 | 0 | 0.050000 |  |  |  | 1.200000 |  |  | T4, TWIN TUBE, CRI=82 T4, TWIN TUBE, CRI=82 T4, TWIN TUBE, CRI=82 T4, TWIN TUBE, CRI=82 |  | N/A | UNSET | N/A | N/A | TRUE | N/A | 0 | N/A | 0 | 0 | 0 | 0 | 0 | UNSET | N/A | N/A | FIXED | N/A | Downlights | UNSET | N/A | D5020220 | N/A | N/A | N/A | 0 | L1 | 0 | N/A | N/A | N/A | 0 | UNSET | UNSET | 0 | 0 | 0 | 0 | 0 | [9 empty] | N/A | Lighting - Incandescent |  |  | 23.80.70.11.14.11 |  |  | SA |  |  | 0.100000 | 1291.669250 | Lighting - Dwelling Unit | 1 | L42C | 2 | 0.200000 | 0.200000 | 950.000000 | 13 | 0.087300
1437 | 2C07 |  | 830041 | New Construction | N/A | [5 empty] | 103244 |  | 46124 |  | 43367 |  |  | Single Pole | 0 |  | 95915,95916,95917,95918,95919,95920,103554,103555,103556,103557,103558,103559 | 3q4w0ijjzFuh9My1IanVCR | 1 |  | M_Lighting Switches:Single Pole:Single Pole:830041 |  |  | N/A | 1437 | N/A |  | N/A | N/A | N/A | N/A | N/A |  | 120 V/1-0 VA | N/A | Linked Revit Model : Clinic_A.rvt |  |  |  | Level: Level 2 |  |  |  | 1.200000 |  | 0.000000 | [5 empty] | 1.200000 |  |  |  |  | N/A | UNSET | N/A | N/A | TRUE | N/A | 0 | N/A | 0 | 0 | 0 | 0 | 0 | UNSET | N/A | N/A | FIXED | N/A | Switches | UNSET | N/A |  | N/A | N/A | N/A | 0 | L1 | 0 | N/A | N/A | N/A | 0 | [16 empty] | N/A |  |  |  | 23.80.50.11.14 | [7 empty] | Other |  | L42C | 2 | [5 empty] | 1291.669250 | 0.000000
1465 | 2C07 |  | 835701 | New Construction | N/A | [5 empty] | 103244 |  | 46152 |  | 43395 |  |  | Single Pole | 0 |  | 96088,96089,96090,96091,96092,96093,103554,103555,103556,103557,103558,103559 | 3q4w0ijjzFuh9My1IanPat | 1 |  | M_Lighting Switches:Single Pole:Single Pole:835701 |  |  | N/A | 1465 | N/A |  | N/A | N/A | N/A | N/A | N/A |  | 120 V/1-0 VA | N/A | Linked Revit Model : Clinic_A.rvt |  |  |  | Level: Level 2 |  |  |  | 1.200000 |  | 0.000000 | [5 empty] | 1.200000 |  |  |  |  | N/A | UNSET | N/A | N/A | TRUE | N/A | 0 | N/A | 0 | 0 | 0 | 0 | 0 | UNSET | N/A | N/A | FIXED | N/A | Switches | UNSET | N/A |  | N/A | N/A | N/A | 0 | L1 | 0 | N/A | N/A | N/A | 0 | [16 empty] | N/A |  |  |  | 23.80.50.11.14 | [7 empty] | Other |  | L42C | 2 | [5 empty] | 1291.669250 | 0.000000
2505 | 2C07 |  | 984742 | New Construction | N/A | [5 empty] | 103244 |  | 47195 |  | 44421 |  |  | Standard | 0 |  | 102445,102446,102447,102448,102449,102450,103571,103572,103573,103574,103575 | 1ZhgLpwJLD8OCzRSS4hqa4 | 1 |  | M_Duplex Receptacle:Standard:Standard:984742 |  |  | N/A | 2505 | N/A |  | N/A | N/A | N/A | N/A | N/A |  | 120 V/1-180 VA | N/A | Linked Revit Model : Clinic_A.rvt | UNSET |  |  | Level: Level 2 |  |  |  | 0.500000 | [7 empty] | 0.460000 |  |  |  |  | N/A | UNSET | N/A | N/A | TRUE | N/A | 0 | N/A | 0 | 0 | 0 | 0 | 0 | UNSET | N/A | N/A | FIXED | N/A | Ground Fault Receptacles | UNSET | N/A |  | N/A | N/A | N/A | 0 | L1 | 0 | N/A | N/A | N/A | 0 | [16 empty] | N/A |  |  |  | 23.80.50.11.17 | [7 empty] | Receptacle |  | N22C1 | 9 | [5 empty] | 1291.669250 | 0.000000 | 932 | 1937.503875 | TRUE
853 | 2C08 | 0 | 763665 | New Construction | N/A |  | 0 |  | 0 |  | 103243 | Point+HemiSpherical | 45720 |  | 53587 | REF TYPE MARK | 0 | B1B - 0610x1219mm | 0 | 86794 | 93219,93220,93221,93222,93223,93224,93225,103443,103444,103445,103446,103447,103448,103449,103450,103452 | 3nfyjyjOf1zQfCeH8h9lIV | 1 |  | M_Troffer Light - Parabolic Rectangular:B1B - 0610x1219mm:B1B - 0610x1219mm:763665 |  | YES | N/A | 853 | N/A | 16777215 | N/A | N/A | N/A | N/A | N/A |  | 120 V/1-80 VA | N/A | Linked Revit Model : Clinic_A.rvt | UNSET |  |  | Level: Level 2 | UNSET | F | 0 | 2.680000 |  | 861.112833 | 0 | 0.050000 |  |  |  | 1.200000 |  |  | T8, 1219mm, RAPID START, CRI=75 |  | N/A | UNSET | N/A | N/A | TRUE | N/A | 0 | N/A | 0 | 0 | 0 | 0 | 0 | UNSET | N/A | N/A | FIXED | N/A | Downlights | UNSET | N/A | D5020210 | N/A | N/A | N/A | 0 | L1 | 0 | N/A | N/A | N/A | 0 | UNSET | UNSET | 0 | 0 | 0 | 0 | 0 | [9 empty] | N/A | Lighting - Fluorescent |  |  | 23.80.70.11.14.11 |  |  | B1B |  |  |  | 1291.669250 | Lighting - Dwelling Unit | 1 | L42C | 2 |  |  | 2900.000000 | 32 | [8 empty] | Metal - Paint Finish - Dark Gray, Matte | Glass - White, High Luminance | Metal - Chrome
854 | 2C08 | 0 | 763756 | New Construction | N/A |  | 0 |  | 0 |  | 103243 | Point+HemiSpherical | 45721 |  | 53588 | REF TYPE MARK | 0 | B1 - 0610x1219mm | 0 | 86793 | 93226,93227,93228,93229,93230,93231,93232,103561,103562,103563,103564,103565,103566,103567,103568,103569 | 3nfyjyjOf1zQfCeH8h9lJY | 1 |  | M_Troffer Light - Parabolic Rectangular:B1 - 0610x1219mm:B1 - 0610x1219mm:763756 |  | NO | N/A | 854 | N/A | 16777215 | N/A | N/A | N/A | N/A | N/A |  | 120 V/1-80 VA | N/A | Linked Revit Model : Clinic_A.rvt | UNSET |  |  | Level: Level 2 | UNSET | F | 0 | 2.680000 |  | 861.112833 | 0 | 0.050000 |  |  |  | 1.200000 |  |  | T8, 1219mm, RAPID START, CRI=75 |  | N/A | UNSET | N/A | N/A | TRUE | N/A | 0 | N/A | 0 | 0 | 0 | 0 | 0 | UNSET | N/A | N/A | FIXED | N/A | Downlights | UNSET | N/A | D5020210 | N/A | N/A | N/A | 0 | L1 | 0 | N/A | N/A | N/A | 0 | UNSET | UNSET | 0 | 0 | 0 | 0 | 0 | [9 empty] | N/A | Lighting - Fluorescent |  |  | 23.80.70.11.14.11 |  |  | B1 |  |  |  | 1291.669250 | Lighting - Dwelling Unit | 1 | L42C | 2 |  |  | 2900.000000 | 32 | [8 empty] | Metal - Paint Finish - Dark Gray, Matte | Glass - White, High Luminance | Metal - Chrome
869 | 2C08 | 0 | 765468 | New Construction | N/A |  | 0 |  | 0 |  | 103243 | Point+HemiSpherical | 45736 |  | 53603 | REF TYPE MARK | 0 | B1 - 0610x1219mm | 0 | 86778 | 93331,93332,93333,93334,93335,93336,93337,103561,103562,103563,103564,103565,103566,103567,103568,103569 | 3nfyjyjOf1zQfCeH8h9lsI | 1 |  | M_Troffer Light - Parabolic Rectangular:B1 - 0610x1219mm:B1 - 0610x1219mm:765468 |  | NO | N/A | 869 | N/A | 16777215 | N/A | N/A | N/A | N/A | N/A |  | 120 V/1-80 VA | N/A | Linked Revit Model : Clinic_A.rvt | UNSET |  |  | Level: Level 2 | UNSET | F | 0 | 2.680000 |  | 861.112833 | 0 | 0.050000 |  |  |  | 1.200000 |  |  | T8, 1219mm, RAPID START, CRI=75 |  | N/A | UNSET | N/A | N/A | TRUE | N/A | 0 | N/A | 0 | 0 | 0 | 0 | 0 | UNSET | N/A | N/A | FIXED | N/A | Downlights | UNSET | N/A | D5020210 | N/A | N/A | N/A | 0 | L1 | 0 | N/A | N/A | N/A | 0 | UNSET | UNSET | 0 | 0 | 0 | 0 | 0 | [9 empty] | N/A | Lighting - Fluorescent |  |  | 23.80.70.11.14.11 |  |  | B1 |  |  |  | 1291.669250 | Lighting - Dwelling Unit | 1 | L42C | 2 |  |  | 2900.000000 | 32 | [8 empty] | Metal - Paint Finish - Dark Gray, Matte | Glass - White, High Luminance | Metal - Chrome
1191 | 2C08 | 0 | 783090 | New Construction | N/A |  | 0 |  | 0 |  | 103243 | Point+HemiSpherical | 45938 |  | 53804 | REF TYPE MARK | 0 | SA - 152mm Diameter | 0 |  | 94766,94767,94768,94769,94770,94771,94772,103049,103050,103051,103052,103053,103054,103055,103082 | 0yuotxu8DEgv2qMIt$xKL7 | 1 |  | M_Downlight - Recessed Can:SA - 152mm Diameter:SA - 152mm Diameter:783090 |  | NO | N/A | 1191 | N/A | 16777215 | N/A | N/A | N/A | N/A | N/A |  | 120 V/1-100 VA | N/A | <not associated> | UNSET |  |  | Level: Level 2 | UNSET | F | 0 | 2.800000 |  | 1076.391042 | 0 | 0.050000 |  |  |  | 1.200000 |  |  | T4, TWIN TUBE, CRI=82 T4, TWIN TUBE, CRI=82 T4, TWIN TUBE, CRI=82 T4, TWIN TUBE, CRI=82 |  | N/A | UNSET | N/A | N/A | TRUE | N/A | 0 | N/A | 0 | 0 | 0 | 0 | 0 | UNSET | N/A | N/A | FIXED | N/A | Downlights | UNSET | N/A | D5020220 | N/A | N/A | N/A | 0 | L1 | 0 | N/A | N/A | N/A | 0 | UNSET | UNSET | 0 | 0 | 0 | 0 | 0 | [9 empty] | N/A | Lighting - Incandescent |  |  | 23.80.70.11.14.11 |  |  | SA |  |  | 0.100000 | 1291.669250 | Lighting - Dwelling Unit | 1 | L42C | 2 | 0.200000 | 0.200000 | 950.000000 | 13 | 0.087300
1436 | 2C08 |  | 829849 | New Construction | N/A | [5 empty] | 103243 |  | 46123 |  | 43366 |  |  | Single Pole | 0 |  | 95909,95910,95911,95912,95913,95914,103554,103555,103556,103557,103558,103559 | 3q4w0ijjzFuh9My1IanV3R | 1 |  | M_Lighting Switches:Single Pole:Single Pole:829849 |  |  | N/A | 1436 | N/A |  | N/A | N/A | N/A | N/A | N/A |  | 120 V/1-0 VA | N/A | Linked Revit Model : Clinic_A.rvt |  |  |  | Level: Level 2 |  |  |  | 1.200000 |  | 0.000000 | [5 empty] | 1.200000 |  |  |  |  | N/A | UNSET | N/A | N/A | TRUE | N/A | 0 | N/A | 0 | 0 | 0 | 0 | 0 | UNSET | N/A | N/A | FIXED | N/A | Switches | UNSET | N/A |  | N/A | N/A | N/A | 0 | L1 | 0 | N/A | N/A | N/A | 0 | [16 empty] | N/A |  |  |  | 23.80.50.11.14 | [7 empty] | Other |  | L42C | 2 | [5 empty] | 1291.669250 | 0.000000
1464 | 2C08 |  | 835627 | New Construction | N/A | [5 empty] | 103243 |  | 46151 |  | 43394 |  |  | Single Pole | 0 |  | 96081,96082,96083,96084,96085,96086,103554,103555,103556,103557,103558,103559 | 3q4w0ijjzFuh9My1IanPbf | 1 |  | M_Lighting Switches:Single Pole:Single Pole:835627 |  |  | N/A | 1464 | N/A |  | N/A | N/A | N/A | N/A | N/A |  | 120 V/1-0 VA | N/A | Linked Revit Model : Clinic_A.rvt |  |  |  | Level: Level 2 |  |  |  | 1.200000 |  | 0.000000 | [5 empty] | 1.200000 |  |  |  |  | N/A | UNSET | N/A | N/A | TRUE | N/A | 0 | N/A | 0 | 0 | 0 | 0 | 0 | UNSET | N/A | N/A | FIXED | N/A | Switches | UNSET | N/A |  | N/A | N/A | N/A | 0 | L1 | 0 | N/A | N/A | N/A | 0 | [16 empty] | N/A |  |  |  | 23.80.50.11.14 | [7 empty] | Other |  | L42C | 2 | [5 empty] | 1291.669250 | 0.000000
2504 | 2C08 |  | 984619 | New Construction | N/A | [5 empty] | 103243 |  | 47194 |  | 44420 |  |  | Standard | 0 |  | 102439,102440,102441,102442,102443,102444,103571,103572,103573,103574,103575 | 1ZhgLpwJLD8OCzRSS4hqc9 | 1 |  | M_Duplex Receptacle:Standard:Standard:984619 |  |  | N/A | 2504 | N/A |  | N/A | N/A | N/A | N/A | N/A |  | 120 V/1-180 VA | N/A | Linked Revit Model : Clinic_A.rvt | UNSET |  |  | Level: Level 2 |  |  |  | 0.500000 | [7 empty] | 0.460000 |  |  |  |  | N/A | UNSET | N/A | N/A | TRUE | N/A | 0 | N/A | 0 | 0 | 0 | 0 | 0 | UNSET | N/A | N/A | FIXED | N/A | Ground Fault Receptacles | UNSET | N/A |  | N/A | N/A | N/A | 0 | L1 | 0 | N/A | N/A | N/A | 0 | [16 empty] | N/A |  |  |  | 23.80.50.11.17 | [7 empty] | Receptacle |  | N22C1 | 9 | [5 empty] | 1291.669250 | 0.000000 | 931 | 1937.503875 | TRUE
786 | 2C09 | 0 | 757939 | New Construction | N/A |  | 0 |  | 0 |  | 103379 | Point+HemiSpherical | 45653 |  | 53520 | REF TYPE MARK | 0 | A28 - 0610x1219mm | 0 | 86861 | 92750,92751,92752,92753,92754,92755,92756,103516,103517,103518,103519,103520,103521,103522,103523,103524 | 3nfyjyjOf1zQfCeH8h9iCz | 1 |  | M_Troffer Light - Parabolic Rectangular:A28 - 0610x1219mm:A28 - 0610x1219mm:757939 |  | NO | N/A | 786 | N/A | 16777215 | N/A | N/A | N/A | N/A | N/A |  | 120 V/1-80 VA | N/A | Linked Revit Model : Clinic_A.rvt | UNSET |  |  | Level: Level 2 | UNSET | F | 0 | 2.680000 |  | 861.112833 | 0 | 0.050000 |  |  |  | 1.200000 |  |  | T8 or TH10, 1219mm, RAPID START, CRI=90 |  | N/A | UNSET | N/A | N/A | TRUE | N/A | 0 | N/A | 0 | 0 | 0 | 0 | 0 | UNSET | N/A | N/A | FIXED | N/A | Downlights | UNSET | N/A | D5020210 | N/A | N/A | N/A | 0 | L1 | 0 | N/A | N/A | N/A | 0 | UNSET | UNSET | 0 | 0 | 0 | 0 | 0 | [9 empty] | N/A | Lighting - Fluorescent |  |  | 23.80.70.11.14.11 |  |  | A28 |  |  |  | 1291.669250 | Lighting - Dwelling Unit | 1 | L42C | 5 |  |  | 1800.000000 | 32 or 30 | [8 empty] | Metal - Paint Finish - Dark Gray, Matte | Glass - White, High Luminance | Metal - Chrome
787 | 2C09 | 0 | 758020 | New Construction | N/A |  | 0 |  | 0 |  | 103379 | Point+HemiSpherical | 45654 |  | 53521 | REF TYPE MARK | 0 | A28 - 0610x1219mm | 0 | 86860 | 92757,92758,92759,92760,92761,92762,92763,103516,103517,103518,103519,103520,103521,103522,103523,103524 | 3nfyjyjOf1zQfCeH8h9iAA | 1 |  | M_Troffer Light - Parabolic Rectangular:A28 - 0610x1219mm:A28 - 0610x1219mm:758020 |  | NO | N/A | 787 | N/A | 16777215 | N/A | N/A | N/A | N/A | N/A |  | 120 V/1-80 VA | N/A | Linked Revit Model : Clinic_A.rvt | UNSET |  |  | Level: Level 2 | UNSET | F | 0 | 2.680000 |  | 861.112833 | 0 | 0.050000 |  |  |  | 1.200000 |  |  | T8 or TH10, 1219mm, RAPID START, CRI=90 |  | N/A | UNSET | N/A | N/A | TRUE | N/A | 0 | N/A | 0 | 0 | 0 | 0 | 0 | UNSET | N/A | N/A | FIXED | N/A | Downlights | UNSET | N/A | D5020210 | N/A | N/A | N/A | 0 | L1 | 0 | N/A | N/A | N/A | 0 | UNSET | UNSET | 0 | 0 | 0 | 0 | 0 | [9 empty] | N/A | Lighting - Fluorescent |  |  | 23.80.70.11.14.11 |  |  | A28 |  |  |  | 1291.669250 | Lighting - Dwelling Unit | 1 | L42C | 5 |  |  | 1800.000000 | 32 or 30 | [8 empty] | Metal - Paint Finish - Dark Gray, Matte | Glass - White, High Luminance | Metal - Chrome
788 | 2C09 | 0 | 758065 | New Construction | N/A |  | 0 |  | 0 |  | 103379 | Point+HemiSpherical | 45655 |  | 53522 | REF TYPE MARK | 0 | A28 - 0610x1219mm | 0 | 86859 | 92764,92765,92766,92767,92768,92769,92770,103516,103517,103518,103519,103520,103521,103522,103523,103524 | 3nfyjyjOf1zQfCeH8h9iA$ | 1 |  | M_Troffer Light - Parabolic Rectangular:A28 - 0610x1219mm:A28 - 0610x1219mm:758065 |  | NO | N/A | 788 | N/A | 16777215 | N/A | N/A | N/A | N/A | N/A |  | 120 V/1-80 VA | N/A | <not associated> | UNSET |  |  | Level: Level 2 | UNSET | F | 0 | 2.680000 |  | 861.112833 | 0 | 0.050000 |  |  |  | 1.200000 |  |  | T8 or TH10, 1219mm, RAPID START, CRI=90 |  | N/A | UNSET | N/A | N/A | TRUE | N/A | 0 | N/A | 0 | 0 | 0 | 0 | 0 | UNSET | N/A | N/A | FIXED | N/A | Downlights | UNSET | N/A | D5020210 | N/A | N/A | N/A | 0 | L1 | 0 | N/A | N/A | N/A | 0 | UNSET | UNSET | 0 | 0 | 0 | 0 | 0 | [9 empty] | N/A | Lighting - Fluorescent |  |  | 23.80.70.11.14.11 |  |  | A28 |  |  |  | 1291.669250 | Lighting - Dwelling Unit | 1 | L42C | 5 |  |  | 1800.000000 | 32 or 30 | [8 empty] | Metal - Paint Finish - Dark Gray, Matte | Glass - White, High Luminance | Metal - Chrome
789 | 2C09 | 0 | 758137 | New Construction | N/A |  | 0 |  | 0 |  | 103379 | Point+HemiSpherical | 45656 |  | 53523 | REF TYPE MARK | 0 | A28 - 0610x1219mm | 0 | 86858 | 92771,92772,92773,92774,92775,92776,92777,103516,103517,103518,103519,103520,103521,103522,103523,103524 | 3nfyjyjOf1zQfCeH8h9iBt | 1 |  | M_Troffer Light - Parabolic Rectangular:A28 - 0610x1219mm:A28 - 0610x1219mm:758137 |  | NO | N/A | 789 | N/A | 16777215 | N/A | N/A | N/A | N/A | N/A |  | 120 V/1-80 VA | N/A | Linked Revit Model : Clinic_A.rvt | UNSET |  |  | Level: Level 2 | UNSET | F | 0 | 2.680000 |  | 861.112833 | 0 | 0.050000 |  |  |  | 1.200000 |  |  | T8 or TH10, 1219mm, RAPID START, CRI=90 |  | N/A | UNSET | N/A | N/A | TRUE | N/A | 0 | N/A | 0 | 0 | 0 | 0 | 0 | UNSET | N/A | N/A | FIXED | N/A | Downlights | UNSET | N/A | D5020210 | N/A | N/A | N/A | 0 | L1 | 0 | N/A | N/A | N/A | 0 | UNSET | UNSET | 0 | 0 | 0 | 0 | 0 | [9 empty] | N/A | Lighting - Fluorescent |  |  | 23.80.70.11.14.11 |  |  | A28 |  |  |  | 1291.669250 | Lighting - Dwelling Unit | 1 | L42C | 5 |  |  | 1800.000000 | 32 or 30 | [8 empty] | Metal - Paint Finish - Dark Gray, Matte | Glass - White, High Luminance | Metal - Chrome
1433 | 2C09 |  | 829485 | New Construction | N/A | [5 empty] | 103379 |  | 46120 |  | 43363 |  |  | Single Pole | 0 |  | 95891,95892,95893,95894,95895,95896,103554,103555,103556,103557,103558,103559 | 3q4w0ijjzFuh9My1IanV5l | 1 |  | M_Lighting Switches:Single Pole:Single Pole:829485 |  |  | N/A | 1433 | N/A |  | N/A | N/A | N/A | N/A | N/A |  | 120 V/1-0 VA | N/A | Linked Revit Model : Clinic_A.rvt |  |  |  | Level: Level 2 |  |  |  | 1.200000 |  | 0.000000 | [5 empty] | 1.200000 |  |  |  |  | N/A | UNSET | N/A | N/A | TRUE | N/A | 0 | N/A | 0 | 0 | 0 | 0 | 0 | UNSET | N/A | N/A | FIXED | N/A | Switches | UNSET | N/A |  | N/A | N/A | N/A | 0 | L1 | 0 | N/A | N/A | N/A | 0 | [16 empty] | N/A |  |  |  | 23.80.50.11.14 | [7 empty] | Other |  | L42C | 5 | [5 empty] | 1291.669250 | 0.000000
2439 | 2C09 |  | 976669 | New Construction | N/A | [5 empty] | 103379 |  | 47129 |  | 44355 |  |  | Standard | 0 |  | 102049,102050,102051,102052,102053,102054,103571,103572,103573,103574,103575 | 1ZhgLpwJLD8OCzRSS4hgY$ | 1 |  | M_Duplex Receptacle:Standard:Standard:976669 |  |  | N/A | 2439 | N/A |  | N/A | N/A | N/A | N/A | N/A |  | 120 V/1-180 VA | N/A | Linked Revit Model : Clinic_A.rvt | UNSET |  |  | Level: Level 2 |  |  |  | 0.500000 | [7 empty] | 0.460000 |  |  |  |  | N/A | UNSET | N/A | N/A | TRUE | N/A | 0 | N/A | 0 | 0 | 0 | 0 | 0 | UNSET | N/A | N/A | FIXED | N/A | Ground Fault Receptacles | UNSET | N/A |  | N/A | N/A | N/A | 0 | L1 | 0 | N/A | N/A | N/A | 0 | [16 empty] | N/A |  |  |  | 23.80.50.11.17 | [7 empty] | Receptacle |  | N22C1 | 1 | [5 empty] | 1291.669250 | 0.000000 | 866 | 1937.503875 | TRUE
2440 | 2C09 |  | 976733 | New Construction | N/A | [5 empty] | 103379 |  | 47130 |  | 44356 |  |  | Standard | 0 |  | 102055,102056,102057,102058,102059,102060,103571,103572,103573,103574,103575 | 1ZhgLpwJLD8OCzRSS4hgZ$ | 1 |  | M_Duplex Receptacle:Standard:Standard:976733 |  |  | N/A | 2440 | N/A |  | N/A | N/A | N/A | N/A | N/A |  | 120 V/1-180 VA | N/A | Linked Revit Model : Clinic_A.rvt | UNSET |  |  | Level: Level 2 |  |  |  | 0.500000 | [7 empty] | 0.460000 |  |  |  |  | N/A | UNSET | N/A | N/A | TRUE | N/A | 0 | N/A | 0 | 0 | 0 | 0 | 0 | UNSET | N/A | N/A | FIXED | N/A | Ground Fault Receptacles | UNSET | N/A |  | N/A | N/A | N/A | 0 | L1 | 0 | N/A | N/A | N/A | 0 | [16 empty] | N/A |  |  |  | 23.80.50.11.17 | [7 empty] | Receptacle |  | N22C1 | 1 | [5 empty] | 1291.669250 | 0.000000 | 867 | 1937.503875 | TRUE
2441 | 2C09 |  | 976776 | New Construction | N/A | [5 empty] | 103379 |  | 47131 |  | 44357 |  |  | Standard | 0 |  | 102061,102062,102063,102064,102065,102066,103571,103572,103573,103574,103575 | 1ZhgLpwJLD8OCzRSS4hgWg | 1 |  | M_Duplex Receptacle:Standard:Standard:976776 |  |  | N/A | 2441 | N/A |  | N/A | N/A | N/A | N/A | N/A |  | 120 V/1-180 VA | N/A | Linked Revit Model : Clinic_A.rvt | UNSET |  |  | Level: Level 2 |  |  |  | 0.500000 | [7 empty] | 0.460000 |  |  |  |  | N/A | UNSET | N/A | N/A | TRUE | N/A | 0 | N/A | 0 | 0 | 0 | 0 | 0 | UNSET | N/A | N/A | FIXED | N/A | Ground Fault Receptacles | UNSET | N/A |  | N/A | N/A | N/A | 0 | L1 | 0 | N/A | N/A | N/A | 0 | [16 empty] | N/A |  |  |  | 23.80.50.11.17 | [7 empty] | Receptacle |  | N22C1 | 2 | [5 empty] | 1291.669250 | 0.000000 | 868 | 1937.503875 | TRUE
2442 | 2C09 |  | 976830 | New Construction | N/A | [5 empty] | 103379 |  | 47132 |  | 44358 |  |  | Standard | 0 |  | 102067,102068,102069,102070,102071,102072,103571,103572,103573,103574,103575 | 1ZhgLpwJLD8OCzRSS4hgWS | 1 |  | M_Duplex Receptacle:Standard:Standard:976830 |  |  | N/A | 2442 | N/A |  | N/A | N/A | N/A | N/A | N/A |  | 120 V/1-180 VA | N/A | Linked Revit Model : Clinic_A.rvt | UNSET |  |  | Level: Level 2 |  |  |  | 0.500000 | [7 empty] | 0.460000 |  |  |  |  | N/A | UNSET | N/A | N/A | TRUE | N/A | 0 | N/A | 0 | 0 | 0 | 0 | 0 | UNSET | N/A | N/A | FIXED | N/A | Ground Fault Receptacles | UNSET | N/A |  | N/A | N/A | N/A | 0 | L1 | 0 | N/A | N/A | N/A | 0 | [16 empty] | N/A |  |  |  | 23.80.50.11.17 | [7 empty] | Receptacle |  | N22C1 | 1 | [5 empty] | 1291.669250 | 0.000000 | 869 | 1937.503875 | TRUE
2443 | 2C09 |  | 976955 | New Construction | N/A | [5 empty] | 103379 |  | 47133 |  | 44359 |  |  | Standard | 0 |  | 102073,102074,102075,102076,102077,102078,103571,103572,103573,103574,103575 | 1ZhgLpwJLD8OCzRSS4hgUP | 1 |  | M_Duplex Receptacle:Standard:Standard:976955 |  |  | N/A | 2443 | N/A |  | N/A | N/A | N/A | N/A | N/A |  | 120 V/1-180 VA | N/A | Linked Revit Model : Clinic_A.rvt | UNSET |  |  | Level: Level 2 |  |  |  | 0.500000 | [7 empty] | 0.460000 |  |  |  |  | N/A | UNSET | N/A | N/A | TRUE | N/A | 0 | N/A | 0 | 0 | 0 | 0 | 0 | UNSET | N/A | N/A | FIXED | N/A | Ground Fault Receptacles | UNSET | N/A |  | N/A | N/A | N/A | 0 | L1 | 0 | N/A | N/A | N/A | 0 | [16 empty] | N/A |  |  |  | 23.80.50.11.17 | [7 empty] | Receptacle |  | N22C1 | 1 | [5 empty] | 1291.669250 | 0.000000 | 870 | 1937.503875 | TRUE
2444 | 2C09 |  | 976998 | New Construction | N/A | [5 empty] | 103379 |  | 47134 |  | 44360 |  |  | Standard | 0 |  | 102079,102080,102081,102082,102083,102084,103571,103572,103573,103574,103575 | 1ZhgLpwJLD8OCzRSS4hgV4 | 1 |  | M_Duplex Receptacle:Standard:Standard:976998 |  |  | N/A | 2444 | N/A |  | N/A | N/A | N/A | N/A | N/A |  | 120 V/1-180 VA | N/A | Linked Revit Model : Clinic_A.rvt | UNSET |  |  | Level: Level 2 |  |  |  | 0.500000 | [7 empty] | 0.460000 |  |  |  |  | N/A | UNSET | N/A | N/A | TRUE | N/A | 0 | N/A | 0 | 0 | 0 | 0 | 0 | UNSET | N/A | N/A | FIXED | N/A | Ground Fault Receptacles | UNSET | N/A |  | N/A | N/A | N/A | 0 | L1 | 0 | N/A | N/A | N/A | 0 | [16 empty] | N/A |  |  |  | 23.80.50.11.17 | [7 empty] | Receptacle |  | N22C1 | 1 | [5 empty] | 1291.669250 | 0.000000 | 871 | 1937.503875 | TRUE
2445 | 2C09 |  | 977061 | New Construction | N/A | [5 empty] | 103379 |  | 47135 |  | 44361 |  |  | Standard | 0 |  | 102085,102086,102087,102088,102089,102090,103571,103572,103573,103574,103575 | 1ZhgLpwJLD8OCzRSS4hgS7 | 1 |  | M_Duplex Receptacle:Standard:Standard:977061 |  |  | N/A | 2445 | N/A |  | N/A | N/A | N/A | N/A | N/A |  | 120 V/1-180 VA | N/A | Linked Revit Model : Clinic_A.rvt | UNSET |  |  | Level: Level 2 |  |  |  | 0.500000 | [7 empty] | 0.460000 |  |  |  |  | N/A | UNSET | N/A | N/A | TRUE | N/A | 0 | N/A | 0 | 0 | 0 | 0 | 0 | UNSET | N/A | N/A | FIXED | N/A | Ground Fault Receptacles | UNSET | N/A |  | N/A | N/A | N/A | 0 | L1 | 0 | N/A | N/A | N/A | 0 | [16 empty] | N/A |  |  |  | 23.80.50.11.17 | [7 empty] | Receptacle |  | N22C1 | 1 | [5 empty] | 1291.669250 | 0.000000 | 872 | 1937.503875 | TRUE
2446 | 2C09 |  | 977104 | New Construction | N/A | [5 empty] | 103379 |  | 47136 |  | 44362 |  |  | Standard | 0 |  | 102091,102092,102093,102094,102095,102096,103571,103572,103573,103574,103575 | 1ZhgLpwJLD8OCzRSS4hgTo | 1 |  | M_Duplex Receptacle:Standard:Standard:977104 |  |  | N/A | 2446 | N/A |  | N/A | N/A | N/A | N/A | N/A |  | 120 V/1-180 VA | N/A | Linked Revit Model : Clinic_A.rvt | UNSET |  |  | Level: Level 2 |  |  |  | 0.500000 | [7 empty] | 0.460000 |  |  |  |  | N/A | UNSET | N/A | N/A | TRUE | N/A | 0 | N/A | 0 | 0 | 0 | 0 | 0 | UNSET | N/A | N/A | FIXED | N/A | Ground Fault Receptacles | UNSET | N/A |  | N/A | N/A | N/A | 0 | L1 | 0 | N/A | N/A | N/A | 0 | [16 empty] | N/A |  |  |  | 23.80.50.11.17 | [7 empty] | Receptacle |  | N22C1 | 1 | [5 empty] | 1291.669250 | 0.000000 | 873 | 1937.503875 | TRUE
851 | 2C10 | 0 | 763429 | New Construction | N/A |  | 0 |  | 0 |  | 103242 | Point+HemiSpherical | 45718 |  | 53585 | REF TYPE MARK | 0 | A2 - 0610x1219mm | 0 | 86796 | 93205,93206,93207,93208,93209,93210,93211,103465,103466,103467,103468,103469,103470,103471,103472,103473 | 3nfyjyjOf1zQfCeH8h9lMh | 1 |  | M_Troffer Light - Parabolic Rectangular:A2 - 0610x1219mm:A2 - 0610x1219mm:763429 |  | NO | N/A | 851 | N/A | 16777215 | N/A | N/A | N/A | N/A | N/A |  | 120 V/1-80 VA | N/A | Linked Revit Model : Clinic_A.rvt | UNSET |  |  | Level: Level 2 | UNSET | F | 0 | 2.680000 |  | 861.112833 | 0 | 0.050000 |  |  |  | 1.200000 |  |  | T8, 1219mm, RAPID START, CRI=75 |  | N/A | UNSET | N/A | N/A | TRUE | N/A | 0 | N/A | 0 | 0 | 0 | 0 | 0 | UNSET | N/A | N/A | FIXED | N/A | Downlights | UNSET | N/A | D5020210 | N/A | N/A | N/A | 0 | L1 | 0 | N/A | N/A | N/A | 0 | UNSET | UNSET | 0 | 0 | 0 | 0 | 0 | [9 empty] | N/A | Lighting - Fluorescent |  |  | 23.80.70.11.14.11 |  |  | A2 |  |  |  | 1291.669250 | Lighting - Dwelling Unit | 1 | L42C | 1 |  |  | 2900.000000 | 32 | [8 empty] | Metal - Paint Finish - Dark Gray, Matte | Glass - White, High Luminance | Metal - Chrome
852 | 2C10 | 0 | 763552 | New Construction | N/A |  | 0 |  | 0 |  | 103242 | Point+HemiSpherical | 45719 |  | 53586 | REF TYPE MARK | 0 | A2 - 0610x1219mm | 0 | 86795 | 93212,93213,93214,93215,93216,93217,93218,103465,103466,103467,103468,103469,103470,103471,103472,103473 | 3nfyjyjOf1zQfCeH8h9lKk | 1 |  | M_Troffer Light - Parabolic Rectangular:A2 - 0610x1219mm:A2 - 0610x1219mm:763552 |  | NO | N/A | 852 | N/A | 16777215 | N/A | N/A | N/A | N/A | N/A |  | 120 V/1-80 VA | N/A | Linked Revit Model : Clinic_A.rvt | UNSET |  |  | Level: Level 2 | UNSET | F | 0 | 2.680000 |  | 861.112833 | 0 | 0.050000 |  |  |  | 1.200000 |  |  | T8, 1219mm, RAPID START, CRI=75 |  | N/A | UNSET | N/A | N/A | TRUE | N/A | 0 | N/A | 0 | 0 | 0 | 0 | 0 | UNSET | N/A | N/A | FIXED | N/A | Downlights | UNSET | N/A | D5020210 | N/A | N/A | N/A | 0 | L1 | 0 | N/A | N/A | N/A | 0 | UNSET | UNSET | 0 | 0 | 0 | 0 | 0 | [9 empty] | N/A | Lighting - Fluorescent |  |  | 23.80.70.11.14.11 |  |  | A2 |  |  |  | 1291.669250 | Lighting - Dwelling Unit | 1 | L42C | 1 |  |  | 2900.000000 | 32 | [8 empty] | Metal - Paint Finish - Dark Gray, Matte | Glass - White, High Luminance | Metal - Chrome
1434 | 2C10 |  | 829579 | New Construction | N/A | [5 empty] | 103242 |  | 46121 |  | 43364 |  |  | Single Pole | 0 |  | 95897,95898,95899,95900,95901,95902,103554,103555,103556,103557,103558,103559 | 3q4w0ijjzFuh9My1IanV79 | 1 |  | M_Lighting Switches:Single Pole:Single Pole:829579 |  |  | N/A | 1434 | N/A |  | N/A | N/A | N/A | N/A | N/A |  | 120 V/1-0 VA | N/A | Linked Revit Model : Clinic_A.rvt |  |  |  | Level: Level 2 |  |  |  | 1.200000 |  | 0.000000 | [5 empty] | 1.200000 |  |  |  |  | N/A | UNSET | N/A | N/A | TRUE | N/A | 0 | N/A | 0 | 0 | 0 | 0 | 0 | UNSET | N/A | N/A | FIXED | N/A | Switches | UNSET | N/A |  | N/A | N/A | N/A | 0 | L1 | 0 | N/A | N/A | N/A | 0 | [16 empty] | N/A |  |  |  | 23.80.50.11.14 | [7 empty] | Other |  | L42C | 1 | [5 empty] | 1291.669250 | 0.000000
2493 | 2C10 |  | 982476 | New Construction | N/A | [5 empty] | 103242 |  | 47183 |  | 44409 |  |  | Standard | 0 |  | 102373,102374,102375,102376,102377,102378,103571,103572,103573,103574,103575 | 1ZhgLpwJLD8OCzRSS4hh9k | 1 |  | M_Duplex Receptacle:Standard:Standard:982476 |  |  | N/A | 2493 | N/A |  | N/A | N/A | N/A | N/A | N/A |  | 120 V/1-180 VA | N/A | Linked Revit Model : Clinic_A.rvt | UNSET |  |  | Level: Level 2 |  |  |  | 0.650000 | [7 empty] | 0.460000 |  |  |  |  | N/A | UNSET | N/A | N/A | TRUE | N/A | 0 | N/A | 0 | 0 | 0 | 0 | 0 | UNSET | N/A | N/A | FIXED | N/A | Ground Fault Receptacles | UNSET | N/A |  | N/A | N/A | N/A | 0 | L1 | 0 | N/A | N/A | N/A | 0 | [16 empty] | N/A |  |  |  | 23.80.50.11.17 | [7 empty] | Receptacle |  | N22C1 | 14 | [5 empty] | 1291.669250 | 0.000000 | 920 | 1937.503875 | TRUE
2494 | 2C10 |  | 982591 | New Construction | N/A | [5 empty] | 103242 |  | 47184 |  | 44410 |  |  | Standard | 0 |  | 102379,102380,102381,102382,102383,102384,103571,103572,103573,103574,103575 | 1ZhgLpwJLD8OCzRSS4hh6T | 1 |  | M_Duplex Receptacle:Standard:Standard:982591 |  |  | N/A | 2494 | N/A |  | N/A | N/A | N/A | N/A | N/A |  | 120 V/1-180 VA | N/A | Linked Revit Model : Clinic_A.rvt | UNSET |  |  | Level: Level 2 |  |  |  | 0.650000 | [7 empty] | 0.460000 |  |  |  |  | N/A | UNSET | N/A | N/A | TRUE | N/A | 0 | N/A | 0 | 0 | 0 | 0 | 0 | UNSET | N/A | N/A | FIXED | N/A | Ground Fault Receptacles | UNSET | N/A |  | N/A | N/A | N/A | 0 | L1 | 0 | N/A | N/A | N/A | 0 | [16 empty] | N/A |  |  |  | 23.80.50.11.17 | [7 empty] | Receptacle |  | N22C1 | 14 | [5 empty] | 1291.669250 | 0.000000 | 921 | 1937.503875 | TRUE
2495 | 2C10 |  | 982853 | New Construction | N/A | [5 empty] | 103242 |  | 47185 |  | 44411 |  |  | Standard | 0 |  | 102385,102386,102387,102388,102389,102390,103571,103572,103573,103574,103575 | 1ZhgLpwJLD8OCzRSS4hh3d | 1 |  | M_Duplex Receptacle:Standard:Standard:982853 |  |  | N/A | 2495 | N/A |  | N/A | N/A | N/A | N/A | N/A |  | 120 V/1-180 VA | N/A | Linked Revit Model : Clinic_A.rvt | UNSET |  |  | Level: Level 2 |  |  |  | 0.500000 | [7 empty] | 0.460000 |  |  |  |  | N/A | UNSET | N/A | N/A | TRUE | N/A | 0 | N/A | 0 | 0 | 0 | 0 | 0 | UNSET | N/A | N/A | FIXED | N/A | Ground Fault Receptacles | UNSET | N/A |  | N/A | N/A | N/A | 0 | L1 | 0 | N/A | N/A | N/A | 0 | [16 empty] | N/A |  |  |  | 23.80.50.11.17 | [7 empty] | Receptacle |  | N22C1 | 14 | [5 empty] | 1291.669250 | 0.000000 | 922 | 1937.503875 | TRUE
2501 | 2C10 |  | 983891 | New Construction | N/A | [5 empty] | 103242 |  | 47191 |  | 44417 |  |  | Standard | 0 |  | 102421,102422,102423,102424,102425,102426,103571,103572,103573,103574,103575 | 1ZhgLpwJLD8OCzRSS4hqpn | 1 |  | M_Duplex Receptacle:Standard:Standard:983891 |  |  | N/A | 2501 | N/A |  | N/A | N/A | N/A | N/A | N/A |  | 120 V/1-180 VA | N/A | Linked Revit Model : Clinic_A.rvt | UNSET |  |  | Level: Level 2 |  |  |  | 0.500000 | [7 empty] | 0.460000 |  |  |  |  | N/A | UNSET | N/A | N/A | TRUE | N/A | 0 | N/A | 0 | 0 | 0 | 0 | 0 | UNSET | N/A | N/A | FIXED | N/A | Ground Fault Receptacles | UNSET | N/A |  | N/A | N/A | N/A | 0 | L1 | 0 | N/A | N/A | N/A | 0 | [16 empty] | N/A |  |  |  | 23.80.50.11.17 | [7 empty] | Receptacle |  | N22C1 | 14 | [5 empty] | 1291.669250 | 0.000000 | 928 | 1937.503875 | TRUE
784 | 2C11 | 0 | 757603 | New Construction | N/A |  | 0 |  | 0 |  | 102994 | Point+HemiSpherical | 45651 |  | 53518 | REF TYPE MARK | 0 | C1 - 0610x1219mm | 0 | 86863 | 92736,92737,92738,92739,92740,92741,92742,103435,103436,103437,103438,103439,103440,103441,103442,103451 | 3nfyjyjOf1zQfCeH8h9jpj | 1 |  | M_Troffer Light - Parabolic Rectangular:C1 - 0610x1219mm:C1 - 0610x1219mm:757603 |  | NO | N/A | 784 | N/A | 16777215 | N/A | N/A | N/A | N/A | N/A |  | 120 V/1-80 VA | N/A | Linked Revit Model : Clinic_A.rvt | UNSET |  |  | Level: Level 2 | UNSET | F | 0 | 2.680000 |  | 861.112833 | 0 | 0.050000 |  |  |  | 1.200000 |  |  | T8, 1219mm, RAPID START, CRI=75 |  | N/A | UNSET | N/A | N/A | TRUE | N/A | 0 | N/A | 0 | 0 | 0 | 0 | 0 | UNSET | N/A | N/A | FIXED | N/A | Downlights | UNSET | N/A | D5020210 | N/A | N/A | N/A | 0 | L1 | 0 | N/A | N/A | N/A | 0 | UNSET | UNSET | 0 | 0 | 0 | 0 | 0 | [9 empty] | N/A | Lighting - Fluorescent |  |  | 23.80.70.11.14.11 |  |  | C1 |  |  |  | 1291.669250 | Lighting - Dwelling Unit | 1 | L42C | 1 |  |  | 2900.000000 | 32 | [8 empty] | Metal - Paint Finish - Dark Gray, Matte | Glass - White, High Luminance | Metal - Chrome
1430 | 2C11 |  | 829157 | New Construction | N/A | [5 empty] | 102994 |  | 46117 |  | 43360 |  |  | Single Pole | 0 |  | 95873,95874,95875,95876,95877,95878,103554,103555,103556,103557,103558,103559 | 3q4w0ijjzFuh9My1IanV_d | 1 |  | M_Lighting Switches:Single Pole:Single Pole:829157 |  |  | N/A | 1430 | N/A |  | N/A | N/A | N/A | N/A | N/A |  | 120 V/1-0 VA | N/A | Linked Revit Model : Clinic_A.rvt |  |  |  | Level: Level 2 |  |  |  | 1.200000 |  | 0.000000 | [5 empty] | 1.200000 |  |  |  |  | N/A | UNSET | N/A | N/A | TRUE | N/A | 0 | N/A | 0 | 0 | 0 | 0 | 0 | UNSET | N/A | N/A | FIXED | N/A | Switches | UNSET | N/A |  | N/A | N/A | N/A | 0 | L1 | 0 | N/A | N/A | N/A | 0 | [16 empty] | N/A |  |  |  | 23.80.50.11.14 | [7 empty] | Other |  | L42C | 1 | [5 empty] | 1291.669250 | 0.000000
2447 | 2C11 |  | 977267 | New Construction | N/A | [5 empty] | 102994 |  | 47137 |  | 44363 |  |  | Standard | 0 |  | 102097,102098,102099,102100,102101,102102,103571,103572,103573,103574,103575 | 1ZhgLpwJLD8OCzRSS4hgRH | 1 |  | M_Duplex Receptacle:Standard:Standard:977267 |  |  | N/A | 2447 | N/A |  | N/A | N/A | N/A | N/A | N/A |  | 120 V/1-180 VA | N/A | Linked Revit Model : Clinic_A.rvt | UNSET |  |  | Level: Level 2 |  |  |  | 0.500000 | [7 empty] | 0.460000 |  |  |  |  | N/A | UNSET | N/A | N/A | TRUE | N/A | 0 | N/A | 0 | 0 | 0 | 0 | 0 | UNSET | N/A | N/A | FIXED | N/A | Ground Fault Receptacles | UNSET | N/A |  | N/A | N/A | N/A | 0 | L1 | 0 | N/A | N/A | N/A | 0 | [16 empty] | N/A |  |  |  | 23.80.50.11.17 | [7 empty] | Receptacle |  | N22C1 | 6 | [5 empty] | 1291.669250 | 0.000000 | 874 | 1937.503875 | TRUE
863 | 2C12 | 0 | 764970 | New Construction | N/A |  | 0 |  | 0 |  | 103295 | Point+HemiSpherical | 45730 |  | 53597 | REF TYPE MARK | 0 | A2 - 0610x1219mm | 0 | 86784 | 93289,93290,93291,93292,93293,93294,93295,103465,103466,103467,103468,103469,103470,103471,103472,103473 | 3nfyjyjOf1zQfCeH8h9l_a | 1 |  | M_Troffer Light - Parabolic Rectangular:A2 - 0610x1219mm:A2 - 0610x1219mm:764970 |  | NO | N/A | 863 | N/A | 16777215 | N/A | N/A | N/A | N/A | N/A |  | 120 V/1-80 VA | N/A | Linked Revit Model : Clinic_A.rvt | UNSET |  |  | Level: Level 2 | UNSET | F | 0 | 2.680000 |  | 861.112833 | 0 | 0.050000 |  |  |  | 1.200000 |  |  | T8, 1219mm, RAPID START, CRI=75 |  | N/A | UNSET | N/A | N/A | TRUE | N/A | 0 | N/A | 0 | 0 | 0 | 0 | 0 | UNSET | N/A | N/A | FIXED | N/A | Downlights | UNSET | N/A | D5020210 | N/A | N/A | N/A | 0 | L1 | 0 | N/A | N/A | N/A | 0 | UNSET | UNSET | 0 | 0 | 0 | 0 | 0 | [9 empty] | N/A | Lighting - Fluorescent |  |  | 23.80.70.11.14.11 |  |  | A2 |  |  |  | 1291.669250 | Lighting - Dwelling Unit | 1 | L42C | 1 |  |  | 2900.000000 | 32 | [8 empty] | Metal - Paint Finish - Dark Gray, Matte | Glass - White, High Luminance | Metal - Chrome
864 | 2C12 | 0 | 765029 | New Construction | N/A |  | 0 |  | 0 |  | 103295 | Point+HemiSpherical | 45731 |  | 53598 | REF TYPE MARK | 0 | A2 - 0610x1219mm | 0 | 86783 | 93296,93297,93298,93299,93300,93301,93302,103465,103466,103467,103468,103469,103470,103471,103472,103473 | 3nfyjyjOf1zQfCeH8h9l$h | 1 |  | M_Troffer Light - Parabolic Rectangular:A2 - 0610x1219mm:A2 - 0610x1219mm:765029 |  | NO | N/A | 864 | N/A | 16777215 | N/A | N/A | N/A | N/A | N/A |  | 120 V/1-80 VA | N/A | Linked Revit Model : Clinic_A.rvt | UNSET |  |  | Level: Level 2 | UNSET | F | 0 | 2.680000 |  | 861.112833 | 0 | 0.050000 |  |  |  | 1.200000 |  |  | T8, 1219mm, RAPID START, CRI=75 |  | N/A | UNSET | N/A | N/A | TRUE | N/A | 0 | N/A | 0 | 0 | 0 | 0 | 0 | UNSET | N/A | N/A | FIXED | N/A | Downlights | UNSET | N/A | D5020210 | N/A | N/A | N/A | 0 | L1 | 0 | N/A | N/A | N/A | 0 | UNSET | UNSET | 0 | 0 | 0 | 0 | 0 | [9 empty] | N/A | Lighting - Fluorescent |  |  | 23.80.70.11.14.11 |  |  | A2 |  |  |  | 1291.669250 | Lighting - Dwelling Unit | 1 | L42C | 1 |  |  | 2900.000000 | 32 | [8 empty] | Metal - Paint Finish - Dark Gray, Matte | Glass - White, High Luminance | Metal - Chrome
865 | 2C12 | 0 | 765075 | New Construction | N/A |  | 0 |  | 0 |  | 103295 | Point+HemiSpherical | 45732 |  | 53599 | REF TYPE MARK | 0 | A2 - 0610x1219mm | 0 | 86782 | 93303,93304,93305,93306,93307,93308,93309,103465,103466,103467,103468,103469,103470,103471,103472,103473 | 3nfyjyjOf1zQfCeH8h9lyT | 1 |  | M_Troffer Light - Parabolic Rectangular:A2 - 0610x1219mm:A2 - 0610x1219mm:765075 |  | NO | N/A | 865 | N/A | 16777215 | N/A | N/A | N/A | N/A | N/A |  | 120 V/1-80 VA | N/A | Linked Revit Model : Clinic_A.rvt | UNSET |  |  | Level: Level 2 | UNSET | F | 0 | 2.680000 |  | 861.112833 | 0 | 0.050000 |  |  |  | 1.200000 |  |  | T8, 1219mm, RAPID START, CRI=75 |  | N/A | UNSET | N/A | N/A | TRUE | N/A | 0 | N/A | 0 | 0 | 0 | 0 | 0 | UNSET | N/A | N/A | FIXED | N/A | Downlights | UNSET | N/A | D5020210 | N/A | N/A | N/A | 0 | L1 | 0 | N/A | N/A | N/A | 0 | UNSET | UNSET | 0 | 0 | 0 | 0 | 0 | [9 empty] | N/A | Lighting - Fluorescent |  |  | 23.80.70.11.14.11 |  |  | A2 |  |  |  | 1291.669250 | Lighting - Dwelling Unit | 1 | L42C | 1 |  |  | 2900.000000 | 32 | [8 empty] | Metal - Paint Finish - Dark Gray, Matte | Glass - White, High Luminance | Metal - Chrome
1431 | 2C12 |  | 829252 | New Construction | N/A | [5 empty] | 103295 |  | 46118 |  | 43361 |  |  | Single Pole | 0 |  | 95879,95880,95881,95882,95883,95884,103554,103555,103556,103557,103558,103559 | 3q4w0ijjzFuh9My1IanVu6 | 1 |  | M_Lighting Switches:Single Pole:Single Pole:829252 |  |  | N/A | 1431 | N/A |  | N/A | N/A | N/A | N/A | N/A |  | 120 V/1-0 VA | N/A | Linked Revit Model : Clinic_A.rvt |  |  |  | Level: Level 2 |  |  |  | 1.200000 |  | 0.000000 | [5 empty] | 1.200000 |  |  |  |  | N/A | UNSET | N/A | N/A | TRUE | N/A | 0 | N/A | 0 | 0 | 0 | 0 | 0 | UNSET | N/A | N/A | FIXED | N/A | Switches | UNSET | N/A |  | N/A | N/A | N/A | 0 | L1 | 0 | N/A | N/A | N/A | 0 | [16 empty] | N/A |  |  |  | 23.80.50.11.14 | [7 empty] | Other |  | L42C | 1 | [5 empty] | 1291.669250 | 0.000000
2496 | 2C12 |  | 983014 | New Construction | N/A | [5 empty] | 103295 |  | 47186 |  | 44412 |  |  | Standard | 0 |  | 102391,102392,102393,102394,102395,102396,103571,103572,103573,103574,103575 | 1ZhgLpwJLD8OCzRSS4hh14 | 1 |  | M_Duplex Receptacle:Standard:Standard:983014 |  |  | N/A | 2496 | N/A |  | N/A | N/A | N/A | N/A | N/A |  | 120 V/1-180 VA | N/A | Orphaned | UNSET |  |  | Level: Level 2 |  |  |  | 0.500000 | [7 empty] | 0.460000 |  |  |  |  | N/A | UNSET | N/A | N/A | TRUE | N/A | 0 | N/A | 0 | 0 | 0 | 0 | 0 | UNSET | N/A | N/A | FIXED | N/A | Ground Fault Receptacles | UNSET | N/A |  | N/A | N/A | N/A | 0 | L1 | 0 | N/A | N/A | N/A | 0 | [16 empty] | N/A |  |  |  | 23.80.50.11.17 | [7 empty] | Receptacle |  | N22C1 | 16 | [5 empty] | 1291.669250 | 0.000000 | 923 | 1937.503875 | TRUE
2497 | 2C12 |  | 983550 | New Construction | N/A | [5 empty] | 103295 |  | 47187 |  | 44413 |  |  | Standard | 0 |  | 102397,102398,102399,102400,102401,102402,103571,103572,103573,103574,103575 | 1ZhgLpwJLD8OCzRSS4hqvS | 1 |  | M_Duplex Receptacle:Standard:Standard:983550 |  |  | N/A | 2497 | N/A |  | N/A | N/A | N/A | N/A | N/A |  | 120 V/1-180 VA | N/A | Linked Revit Model : Clinic_A.rvt | UNSET |  |  | Level: Level 2 |  |  |  | 0.650000 | [7 empty] | 0.460000 |  |  |  |  | N/A | UNSET | N/A | N/A | TRUE | N/A | 0 | N/A | 0 | 0 | 0 | 0 | 0 | UNSET | N/A | N/A | FIXED | N/A | Ground Fault Receptacles | UNSET | N/A |  | N/A | N/A | N/A | 0 | L1 | 0 | N/A | N/A | N/A | 0 | [16 empty] | N/A |  |  |  | 23.80.50.11.17 | [7 empty] | Receptacle |  | N22C1 | 16 | [5 empty] | 1291.669250 | 0.000000 | 924 | 1937.503875 | TRUE
2498 | 2C12 |  | 983707 | New Construction | N/A | [5 empty] | 103295 |  | 47188 |  | 44414 |  |  | Standard | 0 |  | 102403,102404,102405,102406,102407,102408,103571,103572,103573,103574,103575 | 1ZhgLpwJLD8OCzRSS4hqqv | 1 |  | M_Duplex Receptacle:Standard:Standard:983707 |  |  | N/A | 2498 | N/A |  | N/A | N/A | N/A | N/A | N/A |  | 120 V/1-180 VA | N/A | Linked Revit Model : Clinic_A.rvt | UNSET |  |  | Level: Level 2 |  |  |  | 0.650000 | [7 empty] | 0.460000 |  |  |  |  | N/A | UNSET | N/A | N/A | TRUE | N/A | 0 | N/A | 0 | 0 | 0 | 0 | 0 | UNSET | N/A | N/A | FIXED | N/A | Ground Fault Receptacles | UNSET | N/A |  | N/A | N/A | N/A | 0 | L1 | 0 | N/A | N/A | N/A | 0 | [16 empty] | N/A |  |  |  | 23.80.50.11.17 | [7 empty] | Receptacle |  | N22C1 | 14 | [5 empty] | 1291.669250 | 0.000000 | 925 | 1937.503875 | TRUE
2499 | 2C12 |  | 983750 | New Construction | N/A | [5 empty] | 103295 |  | 47189 |  | 44415 |  |  | Standard | 0 |  | 102409,102410,102411,102412,102413,102414,103571,103572,103573,103574,103575 | 1ZhgLpwJLD8OCzRSS4hqra | 1 |  | M_Duplex Receptacle:Standard:Standard:983750 |  |  | N/A | 2499 | N/A |  | N/A | N/A | N/A | N/A | N/A |  | 120 V/1-180 VA | N/A | Linked Revit Model : Clinic_A.rvt | UNSET |  |  | Level: Level 2 |  |  |  | 0.500000 | [7 empty] | 0.460000 |  |  |  |  | N/A | UNSET | N/A | N/A | TRUE | N/A | 0 | N/A | 0 | 0 | 0 | 0 | 0 | UNSET | N/A | N/A | FIXED | N/A | Ground Fault Receptacles | UNSET | N/A |  | N/A | N/A | N/A | 0 | L1 | 0 | N/A | N/A | N/A | 0 | [16 empty] | N/A |  |  |  | 23.80.50.11.17 | [7 empty] | Receptacle |  | N22C1 | 12 | [5 empty] | 1291.669250 | 0.000000 | 926 | 1937.503875 | TRUE
2500 | 2C12 |  | 983805 | New Construction | N/A | [5 empty] | 103295 |  | 47190 |  | 44416 |  |  | Standard | 0 |  | 102415,102416,102417,102418,102419,102420,103571,103572,103573,103574,103575 | 1ZhgLpwJLD8OCzRSS4hqrV | 1 |  | M_Duplex Receptacle:Standard:Standard:983805 |  |  | N/A | 2500 | N/A |  | N/A | N/A | N/A | N/A | N/A |  | 120 V/1-180 VA | N/A | Linked Revit Model : Clinic_A.rvt | UNSET |  |  | Level: Level 2 |  |  |  | 0.500000 | [7 empty] | 0.460000 |  |  |  |  | N/A | UNSET | N/A | N/A | TRUE | N/A | 0 | N/A | 0 | 0 | 0 | 0 | 0 | UNSET | N/A | N/A | FIXED | N/A | Ground Fault Receptacles | UNSET | N/A |  | N/A | N/A | N/A | 0 | L1 | 0 | N/A | N/A | N/A | 0 | [16 empty] | N/A |  |  |  | 23.80.50.11.17 | [7 empty] | Receptacle |  | N22C1 | 16 | [5 empty] | 1291.669250 | 0.000000 | 927 | 1937.503875 | TRUE
783 | 2C13 | 0 | 757334 | New Construction | N/A |  | 0 |  | 0 |  | 102993 | Point+HemiSpherical | 45650 |  | 53517 | REF TYPE MARK | 0 | B1 - 0610x1219mm | 0 | 86864 | 92729,92730,92731,92732,92733,92734,92735,103561,103562,103563,103564,103565,103566,103567,103568,103569 | 3nfyjyjOf1zQfCeH8h9jtO | 1 |  | M_Troffer Light - Parabolic Rectangular:B1 - 0610x1219mm:B1 - 0610x1219mm:757334 |  | NO | N/A | 783 | N/A | 16777215 | N/A | N/A | N/A | N/A | N/A |  | 120 V/1-80 VA | N/A | Linked Revit Model : Clinic_A.rvt | UNSET |  |  | Level: Level 2 | UNSET | F | 0 | 2.680000 |  | 861.112833 | 0 | 0.050000 |  |  |  | 1.200000 |  |  | T8, 1219mm, RAPID START, CRI=75 |  | N/A | UNSET | N/A | N/A | TRUE | N/A | 0 | N/A | 0 | 0 | 0 | 0 | 0 | UNSET | N/A | N/A | FIXED | N/A | Downlights | UNSET | N/A | D5020210 | N/A | N/A | N/A | 0 | L1 | 0 | N/A | N/A | N/A | 0 | UNSET | UNSET | 0 | 0 | 0 | 0 | 0 | [9 empty] | N/A | Lighting - Fluorescent |  |  | 23.80.70.11.14.11 |  |  | B1 |  |  |  | 1291.669250 | Lighting - Dwelling Unit | 1 | L42C | 1 |  |  | 2900.000000 | 32 | [8 empty] | Metal - Paint Finish - Dark Gray, Matte | Glass - White, High Luminance | Metal - Chrome
1425 | 2C13 |  | 827828 | New Construction | N/A | [5 empty] | 102993 |  | 46112 |  | 43355 |  |  | Single Pole | 0 |  | 95843,95844,95845,95846,95847,95848,103554,103555,103556,103557,103558,103559 | 3q4w0ijjzFuh9My1IanVZs | 1 |  | M_Lighting Switches:Single Pole:Single Pole:827828 |  |  | N/A | 1425 | N/A |  | N/A | N/A | N/A | N/A | N/A |  | 120 V/1-0 VA | N/A | Linked Revit Model : Clinic_A.rvt |  |  |  | Level: Level 2 |  |  |  | 1.200000 |  | 0.000000 | [5 empty] | 1.200000 |  |  |  |  | N/A | UNSET | N/A | N/A | TRUE | N/A | 0 | N/A | 0 | 0 | 0 | 0 | 0 | UNSET | N/A | N/A | FIXED | N/A | Switches | UNSET | N/A |  | N/A | N/A | N/A | 0 | L1 | 0 | N/A | N/A | N/A | 0 | [16 empty] | N/A |  |  |  | 23.80.50.11.14 | [7 empty] | Other |  | L42C | 1 | [5 empty] | 1291.669250 | 0.000000
2451 | 2C13 |  | 977618 | New Construction | N/A | [5 empty] | 102993 |  | 47141 |  | 44367 |  |  | Standard | 0 |  | 102121,102122,102123,102124,102125,102126,103571,103572,103573,103574,103575 | 1ZhgLpwJLD8OCzRSS4hgLm | 1 |  | M_Duplex Receptacle:Standard:Standard:977618 |  |  | N/A | 2451 | N/A |  | N/A | N/A | N/A | N/A | N/A |  | 120 V/1-180 VA | N/A | Linked Revit Model : Clinic_A.rvt | UNSET |  |  | Level: Level 2 |  |  |  | 0.500000 | [7 empty] | 0.460000 |  |  |  |  | N/A | UNSET | N/A | N/A | TRUE | N/A | 0 | N/A | 0 | 0 | 0 | 0 | 0 | UNSET | N/A | N/A | FIXED | N/A | Ground Fault Receptacles | UNSET | N/A |  | N/A | N/A | N/A | 0 | L1 | 0 | N/A | N/A | N/A | 0 | [16 empty] | N/A |  |  |  | 23.80.50.11.17 | [7 empty] | Receptacle |  | N22C1 | 6 | [5 empty] | 1291.669250 | 0.000000 | 878 | 1937.503875 | TRUE
779 | 2C14 | 0 | 757047 | New Construction | N/A |  | 0 |  | 0 |  | 103378 | Point+HemiSpherical | 45646 |  | 53513 | REF TYPE MARK | 0 | A28 - 0610x1219mm | 0 | 86868 | 92701,92702,92703,92704,92705,92706,92707,103516,103517,103518,103519,103520,103521,103522,103523,103524 | 3nfyjyjOf1zQfCeH8h9jwv | 1 |  | M_Troffer Light - Parabolic Rectangular:A28 - 0610x1219mm:A28 - 0610x1219mm:757047 |  | NO | N/A | 779 | N/A | 16777215 | N/A | N/A | N/A | N/A | N/A |  | 120 V/1-80 VA | N/A | Linked Revit Model : Clinic_A.rvt | UNSET |  |  | Level: Level 2 | UNSET | F | 0 | 2.680000 |  | 861.112833 | 0 | 0.050000 |  |  |  | 1.200000 |  |  | T8 or TH10, 1219mm, RAPID START, CRI=90 |  | N/A | UNSET | N/A | N/A | TRUE | N/A | 0 | N/A | 0 | 0 | 0 | 0 | 0 | UNSET | N/A | N/A | FIXED | N/A | Downlights | UNSET | N/A | D5020210 | N/A | N/A | N/A | 0 | L1 | 0 | N/A | N/A | N/A | 0 | UNSET | UNSET | 0 | 0 | 0 | 0 | 0 | [9 empty] | N/A | Lighting - Fluorescent |  |  | 23.80.70.11.14.11 |  |  | A28 |  |  |  | 1291.669250 | Lighting - Dwelling Unit | 1 | L42C | 1 |  |  | 1800.000000 | 32 or 30 | [8 empty] | Metal - Paint Finish - Dark Gray, Matte | Glass - White, High Luminance | Metal - Chrome
780 | 2C14 | 0 | 757176 | New Construction | N/A |  | 0 |  | 0 |  | 103378 | Point+HemiSpherical | 45647 |  | 53514 | REF TYPE MARK | 0 | A28 - 0610x1219mm | 0 | 86867 | 92708,92709,92710,92711,92712,92713,92714,103516,103517,103518,103519,103520,103521,103522,103523,103524 | 3nfyjyjOf1zQfCeH8h9jus | 1 |  | M_Troffer Light - Parabolic Rectangular:A28 - 0610x1219mm:A28 - 0610x1219mm:757176 |  | NO | N/A | 780 | N/A | 16777215 | N/A | N/A | N/A | N/A | N/A |  | 120 V/1-80 VA | N/A | Linked Revit Model : Clinic_A.rvt | UNSET |  |  | Level: Level 2 | UNSET | F | 0 | 2.680000 |  | 861.112833 | 0 | 0.050000 |  |  |  | 1.200000 |  |  | T8 or TH10, 1219mm, RAPID START, CRI=90 |  | N/A | UNSET | N/A | N/A | TRUE | N/A | 0 | N/A | 0 | 0 | 0 | 0 | 0 | UNSET | N/A | N/A | FIXED | N/A | Downlights | UNSET | N/A | D5020210 | N/A | N/A | N/A | 0 | L1 | 0 | N/A | N/A | N/A | 0 | UNSET | UNSET | 0 | 0 | 0 | 0 | 0 | [9 empty] | N/A | Lighting - Fluorescent |  |  | 23.80.70.11.14.11 |  |  | A28 |  |  |  | 1291.669250 | Lighting - Dwelling Unit | 1 | L42C | 1 |  |  | 1800.000000 | 32 or 30 | [8 empty] | Metal - Paint Finish - Dark Gray, Matte | Glass - White, High Luminance | Metal - Chrome
781 | 2C14 | 0 | 757212 | New Construction | N/A |  | 0 |  | 0 |  | 103378 | Point+HemiSpherical | 45648 |  | 53515 | REF TYPE MARK | 0 | A28 - 0610x1219mm | 0 | 86866 | 92715,92716,92717,92718,92719,92720,92721,103516,103517,103518,103519,103520,103521,103522,103523,103524 | 3nfyjyjOf1zQfCeH8h9jvI | 1 |  | M_Troffer Light - Parabolic Rectangular:A28 - 0610x1219mm:A28 - 0610x1219mm:757212 |  | NO | N/A | 781 | N/A | 16777215 | N/A | N/A | N/A | N/A | N/A |  | 120 V/1-80 VA | N/A | Linked Revit Model : Clinic_A.rvt | UNSET |  |  | Level: Level 2 | UNSET | F | 0 | 2.680000 |  | 861.112833 | 0 | 0.050000 |  |  |  | 1.200000 |  |  | T8 or TH10, 1219mm, RAPID START, CRI=90 |  | N/A | UNSET | N/A | N/A | TRUE | N/A | 0 | N/A | 0 | 0 | 0 | 0 | 0 | UNSET | N/A | N/A | FIXED | N/A | Downlights | UNSET | N/A | D5020210 | N/A | N/A | N/A | 0 | L1 | 0 | N/A | N/A | N/A | 0 | UNSET | UNSET | 0 | 0 | 0 | 0 | 0 | [9 empty] | N/A | Lighting - Fluorescent |  |  | 23.80.70.11.14.11 |  |  | A28 |  |  |  | 1291.669250 | Lighting - Dwelling Unit | 1 | L42C | 1 |  |  | 1800.000000 | 32 or 30 | [8 empty] | Metal - Paint Finish - Dark Gray, Matte | Glass - White, High Luminance | Metal - Chrome
782 | 2C14 | 0 | 757290 | New Construction | N/A |  | 0 |  | 0 |  | 103378 | Point+HemiSpherical | 45649 |  | 53516 | REF TYPE MARK | 0 | A28 - 0610x1219mm | 0 | 86865 | 92722,92723,92724,92725,92726,92727,92728,103516,103517,103518,103519,103520,103521,103522,103523,103524 | 3nfyjyjOf1zQfCeH8h9jsa | 1 |  | M_Troffer Light - Parabolic Rectangular:A28 - 0610x1219mm:A28 - 0610x1219mm:757290 |  | NO | N/A | 782 | N/A | 16777215 | N/A | N/A | N/A | N/A | N/A |  | 120 V/1-80 VA | N/A | Linked Revit Model : Clinic_A.rvt | UNSET |  |  | Level: Level 2 | UNSET | F | 0 | 2.680000 |  | 861.112833 | 0 | 0.050000 |  |  |  | 1.200000 |  |  | T8 or TH10, 1219mm, RAPID START, CRI=90 |  | N/A | UNSET | N/A | N/A | TRUE | N/A | 0 | N/A | 0 | 0 | 0 | 0 | 0 | UNSET | N/A | N/A | FIXED | N/A | Downlights | UNSET | N/A | D5020210 | N/A | N/A | N/A | 0 | L1 | 0 | N/A | N/A | N/A | 0 | UNSET | UNSET | 0 | 0 | 0 | 0 | 0 | [9 empty] | N/A | Lighting - Fluorescent |  |  | 23.80.70.11.14.11 |  |  | A28 |  |  |  | 1291.669250 | Lighting - Dwelling Unit | 1 | L42C | 1 |  |  | 1800.000000 | 32 or 30 | [8 empty] | Metal - Paint Finish - Dark Gray, Matte | Glass - White, High Luminance | Metal - Chrome
1424 | 2C14 |  | 827714 | New Construction | N/A | [5 empty] | 103378 |  | 46111 |  | 43354 |  |  | Single Pole | 0 |  | 95837,95838,95839,95840,95841,95842,103554,103555,103556,103557,103558,103559 | 3q4w0ijjzFuh9My1IanVW0 | 1 |  | M_Lighting Switches:Single Pole:Single Pole:827714 |  |  | N/A | 1424 | N/A |  | N/A | N/A | N/A | N/A | N/A |  | 120 V/1-0 VA | N/A | Linked Revit Model : Clinic_A.rvt |  |  |  | Level: Level 2 |  |  |  | 1.200000 |  | 0.000000 | [5 empty] | 1.200000 |  |  |  |  | N/A | UNSET | N/A | N/A | TRUE | N/A | 0 | N/A | 0 | 0 | 0 | 0 | 0 | UNSET | N/A | N/A | FIXED | N/A | Switches | UNSET | N/A |  | N/A | N/A | N/A | 0 | L1 | 0 | N/A | N/A | N/A | 0 | [16 empty] | N/A |  |  |  | 23.80.50.11.14 | [7 empty] | Other |  | L42C | 1 | [5 empty] | 1291.669250 | 0.000000
2452 | 2C14 |  | 977660 | New Construction | N/A | [5 empty] | 103378 |  | 47142 |  | 44368 |  |  | Standard | 0 |  | 102127,102128,102129,102130,102131,102132,103571,103572,103573,103574,103575 | 1ZhgLpwJLD8OCzRSS4hgLU | 1 |  | M_Duplex Receptacle:Standard:Standard:977660 |  |  | N/A | 2452 | N/A |  | N/A | N/A | N/A | N/A | N/A |  | 120 V/1-180 VA | N/A | Linked Revit Model : Clinic_A.rvt | UNSET |  |  | Level: Level 2 |  |  |  | 0.500000 | [7 empty] | 0.460000 |  |  |  |  | N/A | UNSET | N/A | N/A | TRUE | N/A | 0 | N/A | 0 | 0 | 0 | 0 | 0 | UNSET | N/A | N/A | FIXED | N/A | Ground Fault Receptacles | UNSET | N/A |  | N/A | N/A | N/A | 0 | L1 | 0 | N/A | N/A | N/A | 0 | [16 empty] | N/A |  |  |  | 23.80.50.11.17 | [7 empty] | Receptacle |  | N22C1 | 17 | [5 empty] | 1291.669250 | 0.000000 | 879 | 1937.503875 | TRUE
2453 | 2C14 |  | 977697 | New Construction | N/A | [5 empty] | 103378 |  | 47143 |  | 44369 |  |  | Standard | 0 |  | 102133,102134,102135,102136,102137,102138,103571,103572,103573,103574,103575 | 1ZhgLpwJLD8OCzRSS4hgI3 | 1 |  | M_Duplex Receptacle:Standard:Standard:977697 |  |  | N/A | 2453 | N/A |  | N/A | N/A | N/A | N/A | N/A |  | 120 V/1-180 VA | N/A | Linked Revit Model : Clinic_A.rvt | UNSET |  |  | Level: Level 2 |  |  |  | 0.500000 | [7 empty] | 0.460000 |  |  |  |  | N/A | UNSET | N/A | N/A | TRUE | N/A | 0 | N/A | 0 | 0 | 0 | 0 | 0 | UNSET | N/A | N/A | FIXED | N/A | Ground Fault Receptacles | UNSET | N/A |  | N/A | N/A | N/A | 0 | L1 | 0 | N/A | N/A | N/A | 0 | [16 empty] | N/A |  |  |  | 23.80.50.11.17 | [7 empty] | Receptacle |  | N22C1 | 17 | [5 empty] | 1291.669250 | 0.000000 | 880 | 1937.503875 | TRUE
2454 | 2C14 |  | 977721 | New Construction | N/A | [5 empty] | 103378 |  | 47144 |  | 44370 |  |  | Standard | 0 |  | 102139,102140,102141,102142,102143,102144,103571,103572,103573,103574,103575 | 1ZhgLpwJLD8OCzRSS4hgIR | 1 |  | M_Duplex Receptacle:Standard:Standard:977721 |  |  | N/A | 2454 | N/A |  | N/A | N/A | N/A | N/A | N/A |  | 120 V/1-180 VA | N/A | Linked Revit Model : Clinic_A.rvt | UNSET |  |  | Level: Level 2 |  |  |  | 0.500000 | [7 empty] | 0.460000 |  |  |  |  | N/A | UNSET | N/A | N/A | TRUE | N/A | 0 | N/A | 0 | 0 | 0 | 0 | 0 | UNSET | N/A | N/A | FIXED | N/A | Ground Fault Receptacles | UNSET | N/A |  | N/A | N/A | N/A | 0 | L1 | 0 | N/A | N/A | N/A | 0 | [16 empty] | N/A |  |  |  | 23.80.50.11.17 | [7 empty] | Receptacle |  | N22C1 | 17 | [5 empty] | 1291.669250 | 0.000000 | 881 | 1937.503875 | TRUE
2455 | 2C14 |  | 977764 | New Construction | N/A | [5 empty] | 103378 |  | 47145 |  | 44371 |  |  | Standard | 0 |  | 102145,102146,102147,102148,102149,102150,103571,103572,103573,103574,103575 | 1ZhgLpwJLD8OCzRSS4hgJ6 | 1 |  | M_Duplex Receptacle:Standard:Standard:977764 |  |  | N/A | 2455 | N/A |  | N/A | N/A | N/A | N/A | N/A |  | 120 V/1-180 VA | N/A | Linked Revit Model : Clinic_S.rvt | UNSET |  |  | Level: Level 2 |  |  |  | 0.500000 | [7 empty] | 0.460000 |  |  |  |  | N/A | UNSET | N/A | N/A | TRUE | N/A | 0 | N/A | 0 | 0 | 0 | 0 | 0 | UNSET | N/A | N/A | FIXED | N/A | Ground Fault Receptacles | UNSET | N/A |  | N/A | N/A | N/A | 0 | L1 | 0 | N/A | N/A | N/A | 0 | [16 empty] | N/A |  |  |  | 23.80.50.11.17 | [7 empty] | Receptacle |  | N22C1 | 23 | [5 empty] | 1291.669250 | 0.000000 | 882 | 1937.503875 | TRUE
2456 | 2C14 |  | 977939 | New Construction | N/A | [5 empty] | 103378 |  | 47146 |  | 44372 |  |  | Standard | 0 |  | 102151,102152,102153,102154,102155,102156,103571,103572,103573,103574,103575 | 1ZhgLpwJLD8OCzRSS4hgEn | 1 |  | M_Duplex Receptacle:Standard:Standard:977939 |  |  | N/A | 2456 | N/A |  | N/A | N/A | N/A | N/A | N/A |  | 120 V/1-180 VA | N/A | Linked Revit Model : Clinic_A.rvt | UNSET |  |  | Level: Level 2 |  |  |  | 0.500000 | [7 empty] | 0.460000 |  |  |  |  | N/A | UNSET | N/A | N/A | TRUE | N/A | 0 | N/A | 0 | 0 | 0 | 0 | 0 | UNSET | N/A | N/A | FIXED | N/A | Ground Fault Receptacles | UNSET | N/A |  | N/A | N/A | N/A | 0 | L1 | 0 | N/A | N/A | N/A | 0 | [16 empty] | N/A |  |  |  | 23.80.50.11.17 | [7 empty] | Receptacle |  | N22C1 | 17 | [5 empty] | 1291.669250 | 0.000000 | 883 | 1937.503875 | TRUE
2457 | 2C14 |  | 978023 | New Construction | N/A | [5 empty] | 103378 |  | 47147 |  | 44373 |  |  | Standard | 0 |  | 102157,102158,102159,102160,102161,102162,103571,103572,103573,103574,103575 | 1ZhgLpwJLD8OCzRSS4hgF5 | 1 |  | M_Duplex Receptacle:Standard:Standard:978023 |  |  | N/A | 2457 | N/A |  | N/A | N/A | N/A | N/A | N/A |  | 120 V/1-180 VA | N/A | Linked Revit Model : Clinic_A.rvt | UNSET |  |  | Level: Level 2 |  |  |  | 0.500000 | [7 empty] | 0.460000 |  |  |  |  | N/A | UNSET | N/A | N/A | TRUE | N/A | 0 | N/A | 0 | 0 | 0 | 0 | 0 | UNSET | N/A | N/A | FIXED | N/A | Ground Fault Receptacles | UNSET | N/A |  | N/A | N/A | N/A | 0 | L1 | 0 | N/A | N/A | N/A | 0 | [16 empty] | N/A |  |  |  | 23.80.50.11.17 | [7 empty] | Receptacle |  | N22C1 | 17 | [5 empty] | 1291.669250 | 0.000000 | 884 | 1937.503875 | TRUE
2458 | 2C14 |  | 978116 | New Construction | N/A | [5 empty] | 103378 |  | 47148 |  | 44374 |  |  | Standard | 0 |  | 102163,102164,102165,102166,102167,102168,103571,103572,103573,103574,103575 | 1ZhgLpwJLD8OCzRSS4hgDc | 1 |  | M_Duplex Receptacle:Standard:Standard:978116 |  |  | N/A | 2458 | N/A |  | N/A | N/A | N/A | N/A | N/A |  | 120 V/1-180 VA | N/A | Linked Revit Model : Clinic_A.rvt | UNSET |  |  | Level: Level 2 |  |  |  | 0.500000 | [7 empty] | 0.460000 |  |  |  |  | N/A | UNSET | N/A | N/A | TRUE | N/A | 0 | N/A | 0 | 0 | 0 | 0 | 0 | UNSET | N/A | N/A | FIXED | N/A | Ground Fault Receptacles | UNSET | N/A |  | N/A | N/A | N/A | 0 | L1 | 0 | N/A | N/A | N/A | 0 | [16 empty] | N/A |  |  |  | 23.80.50.11.17 | [7 empty] | Receptacle |  | N22C1 | 17 | [5 empty] | 1291.669250 | 0.000000 | 885 | 1937.503875 | TRUE
2459 | 2C14 |  | 978159 | New Construction | N/A | [5 empty] | 103378 |  | 47149 |  | 44375 |  |  | Standard | 0 |  | 102169,102170,102171,102172,102173,102174,103571,103572,103573,103574,103575 | 1ZhgLpwJLD8OCzRSS4hgDD | 1 |  | M_Duplex Receptacle:Standard:Standard:978159 |  |  | N/A | 2459 | N/A |  | N/A | N/A | N/A | N/A | N/A |  | 120 V/1-180 VA | N/A | Linked Revit Model : Clinic_A.rvt | UNSET |  |  | Level: Level 2 |  |  |  | 0.500000 | [7 empty] | 0.460000 |  |  |  |  | N/A | UNSET | N/A | N/A | TRUE | N/A | 0 | N/A | 0 | 0 | 0 | 0 | 0 | UNSET | N/A | N/A | FIXED | N/A | Ground Fault Receptacles | UNSET | N/A |  | N/A | N/A | N/A | 0 | L1 | 0 | N/A | N/A | N/A | 0 | [16 empty] | N/A |  |  |  | 23.80.50.11.17 | [7 empty] | Receptacle |  | N22C1 | 17 | [5 empty] | 1291.669250 | 0.000000 | 886 | 1937.503875 | TRUE
1012 | 2C15 | 0 | 783320 | New Construction | N/A |  | 0 |  | 0 |  | 103093 | Point+HemiSpherical | 45941 |  | 53807 | REF TYPE MARK | 0 | Q4 - 1219mm - 1m Drop | 0 | 86635 | 94787,94788,94789,94790,94791,94792,94793,103507,103508,103509,103510,103511,103512,103513,103514,103515 | 0yuotxu8DEgv2qMIt$xKHj | 1 |  | M_Pendant Light - Linear:Q4 - 1219mm - 1m Drop:Q4 - 1219mm - 1m Drop:783320 |  | NO | N/A | 1012 | N/A | 16777215 | N/A | N/A | N/A | N/A | N/A |  | 120 V/1-64 VA | N/A | Linked Revit Model : Clinic_S.rvt | UNSET |  |  | Level: Level 2 | UNSET | F | 0 | 4.673500 |  | 688.890267 | 0 | 0.050000 |  |  |  | 1.200000 |  |  | T8, 1219mm, RAPID START, CRI=75 T8, 1219mm, RAPID START, CRI=75 T8, 1219mm, RAPID START, CRI=75 |  | N/A | UNSET | N/A | N/A | TRUE | N/A | 0 | N/A | 0 | 0 | 0 | 0 | 0 | UNSET | N/A | N/A | FIXED | N/A | General Luminaries, Non Directional | UNSET | N/A | D5020210 | N/A | N/A | N/A | 0 | L1 | 0 | N/A | N/A | N/A | 0 | UNSET | UNSET | 0 | 0 | 0 | 0 | 0 | [9 empty] | N/A | Lighting - Fluorescent |  |  | 23.80.70.11.11 |  |  | Q4 |  |  |  | 1291.669250 | Lighting - Dwelling Unit | 1 | L42C | 1 |  |  | 2900.000000 | 32 | [9 empty] | Glass - White, High Luminance |  | 1.200000 | 2.000000 | Metal - Paint Finish - Ivory, Glossy | Metal - Paint Finish - Ivory, Glossy
1013 | 2C15 | 0 | 783328 | New Construction | N/A |  | 0 |  | 0 |  | 103093 | Point+HemiSpherical | 45942 |  | 53808 | REF TYPE MARK | 0 | Q4B - 1219mm - 1m Drop | 0 | 86634 | 94794,94795,94796,94797,94798,94799,94800,103396,103397,103398,103399,103400,103401,103402,103403,103405 | 146qGFGm5CFuylDvDQdKco | 1 |  | M_Pendant Light - Linear:Q4B - 1219mm - 1m Drop:Q4B - 1219mm - 1m Drop:783328 |  | YES | N/A | 1013 | N/A | 16777215 | N/A | N/A | N/A | N/A | N/A |  | 120 V/1-64 VA | N/A | Linked Revit Model : Clinic_S.rvt | UNSET |  |  | Level: Level 2 | UNSET | F | 0 | 4.673500 |  | 688.890267 | 0 | 0.050000 |  |  |  | 1.200000 |  |  | T8, 1219mm, RAPID START, CRI=75 T8, 1219mm, RAPID START, CRI=75 T8, 1219mm, RAPID START, CRI=75 |  | N/A | UNSET | N/A | N/A | TRUE | N/A | 0 | N/A | 0 | 0 | 0 | 0 | 0 | UNSET | N/A | N/A | FIXED | N/A | General Luminaries, Non Directional | UNSET | N/A | D5020210 | N/A | N/A | N/A | 0 | L1 | 0 | N/A | N/A | N/A | 0 | UNSET | UNSET | 0 | 0 | 0 | 0 | 0 | [9 empty] | N/A | Lighting - Fluorescent |  |  | 23.80.70.11.11 |  |  | Q4B |  |  |  | 1291.669250 | Lighting - Dwelling Unit | 1 | L42C | 1 |  |  | 2900.000000 | 32 | [9 empty] | Glass - White, High Luminance |  | 1.200000 | 2.000000 | Metal - Paint Finish - Ivory, Glossy | Metal - Paint Finish - Ivory, Glossy
1428 | 2C15 |  | 828798 | New Construction | N/A | [5 empty] | 103093 |  | 46115 |  | 43358 |  |  | Single Pole | 0 |  | 95861,95862,95863,95864,95865,95866,103554,103555,103556,103557,103558,103559 | 3q4w0ijjzFuh9My1IanVmy | 1 |  | M_Lighting Switches:Single Pole:Single Pole:828798 |  |  | N/A | 1428 | N/A |  | N/A | N/A | N/A | N/A | N/A |  | 120 V/1-0 VA | N/A | Linked Revit Model : Clinic_A.rvt |  |  |  | Level: Level 2 |  |  |  | 1.200000 |  | 0.000000 | [5 empty] | 1.200000 |  |  |  |  | N/A | UNSET | N/A | N/A | TRUE | N/A | 0 | N/A | 0 | 0 | 0 | 0 | 0 | UNSET | N/A | N/A | FIXED | N/A | Switches | UNSET | N/A |  | N/A | N/A | N/A | 0 | L1 | 0 | N/A | N/A | N/A | 0 | [16 empty] | N/A |  |  |  | 23.80.50.11.14 | [7 empty] | Other |  | L42C | 1 | [5 empty] | 1291.669250 | 0.000000
2536 | 2C15 |  | 989814 | New Construction | N/A | [5 empty] | 103093 |  | 47226 |  | 44452 |  |  | Standard | 0 |  | 102631,102632,102633,102634,102635,102636,103571,103572,103573,103574,103575 | 0seIT8cbTC2QuZuITGI0Co | 1 |  | M_Duplex Receptacle:Standard:Standard:989814 |  |  | N/A | 2536 | N/A |  | N/A | N/A | N/A | N/A | N/A |  | 120 V/1-180 VA | N/A | Linked Revit Model : Clinic_A.rvt | UNSET |  |  | Level: Level 2 |  |  |  | 0.500000 | [7 empty] | 0.460000 |  |  |  |  | N/A | UNSET | N/A | N/A | TRUE | N/A | 0 | N/A | 0 | 0 | 0 | 0 | 0 | UNSET | N/A | N/A | FIXED | N/A | Ground Fault Receptacles | UNSET | N/A |  | N/A | N/A | N/A | 0 | L1 | 0 | N/A | N/A | N/A | 0 | [16 empty] | N/A |  |  |  | 23.80.50.11.17 | [7 empty] | Receptacle |  | N22C1 | 16 | [5 empty] | 1291.669250 | 0.000000 | 963 | 1937.503875 | TRUE
777 | 2C16 | 0 | 756865 | New Construction | N/A |  | 0 |  | 0 |  | 103266 | Point+HemiSpherical | 45644 |  | 53511 | REF TYPE MARK | 0 | A2B - 0610x1219mm | 0 | 86870 | 92687,92688,92689,92690,92691,92692,92693,103336,103337,103338,103339,103340,103341,103342,103343,103352 | 3nfyjyjOf1zQfCeH8h9jyF | 1 |  | M_Troffer Light - Parabolic Rectangular:A2B - 0610x1219mm:A2B - 0610x1219mm:756865 |  | YES | N/A | 777 | N/A | 16777215 | N/A | N/A | N/A | N/A | N/A |  | 120 V/1-80 VA | N/A | Linked Revit Model : Clinic_A.rvt | UNSET |  |  | Level: Level 2 | UNSET | F | 0 | 2.680000 |  | 861.112833 | 0 | 0.050000 |  |  |  | 1.200000 |  |  | T8, 1219mm, RAPID START, CRI=75 |  | N/A | UNSET | N/A | N/A | TRUE | N/A | 0 | N/A | 0 | 0 | 0 | 0 | 0 | UNSET | N/A | N/A | FIXED | N/A | Downlights | UNSET | N/A | D5020210 | N/A | N/A | N/A | 0 | L1 | 0 | N/A | N/A | N/A | 0 | UNSET | UNSET | 0 | 0 | 0 | 0 | 0 | [9 empty] | N/A | Lighting - Fluorescent |  |  | 23.80.70.11.14.11 |  |  | A2B |  |  |  | 1291.669250 | Lighting - Dwelling Unit | 1 | L42C | 1 |  |  | 2900.000000 | 32 | [8 empty] | Metal - Paint Finish - Dark Gray, Matte | Glass - White, High Luminance | Metal - Chrome
778 | 2C16 | 0 | 756954 | New Construction | N/A |  | 0 |  | 0 |  | 103266 | Point+HemiSpherical | 45645 |  | 53512 | REF TYPE MARK | 0 | A2B - 0610x1219mm | 0 | 86869 | 92694,92695,92696,92697,92698,92699,92700,103336,103337,103338,103339,103340,103341,103342,103343,103352 | 3nfyjyjOf1zQfCeH8h9jzK | 1 |  | M_Troffer Light - Parabolic Rectangular:A2B - 0610x1219mm:A2B - 0610x1219mm:756954 |  | YES | N/A | 778 | N/A | 16777215 | N/A | N/A | N/A | N/A | N/A |  | 120 V/1-80 VA | N/A | Linked Revit Model : Clinic_A.rvt | UNSET |  |  | Level: Level 2 | UNSET | F | 0 | 2.680000 |  | 861.112833 | 0 | 0.050000 |  |  |  | 1.200000 |  |  | T8, 1219mm, RAPID START, CRI=75 |  | N/A | UNSET | N/A | N/A | TRUE | N/A | 0 | N/A | 0 | 0 | 0 | 0 | 0 | UNSET | N/A | N/A | FIXED | N/A | Downlights | UNSET | N/A | D5020210 | N/A | N/A | N/A | 0 | L1 | 0 | N/A | N/A | N/A | 0 | UNSET | UNSET | 0 | 0 | 0 | 0 | 0 | [9 empty] | N/A | Lighting - Fluorescent |  |  | 23.80.70.11.14.11 |  |  | A2B |  |  |  | 1291.669250 | Lighting - Dwelling Unit | 1 | L42C | 1 |  |  | 2900.000000 | 32 | [8 empty] | Metal - Paint Finish - Dark Gray, Matte | Glass - White, High Luminance | Metal - Chrome
1423 | 2C16 |  | 827675 | New Construction | N/A | [5 empty] | 103266 |  | 46110 |  | 43353 |  |  | Single Pole | 0 |  | 95831,95832,95833,95834,95835,95836,103554,103555,103556,103557,103558,103559 | 3q4w0ijjzFuh9My1IanVXP | 1 |  | M_Lighting Switches:Single Pole:Single Pole:827675 |  |  | N/A | 1423 | N/A |  | N/A | N/A | N/A | N/A | N/A |  | 120 V/1-0 VA | N/A | Linked Revit Model : Clinic_A.rvt |  |  |  | Level: Level 2 |  |  |  | 1.200000 |  | 0.000000 | [5 empty] | 1.200000 |  |  |  |  | N/A | UNSET | N/A | N/A | TRUE | N/A | 0 | N/A | 0 | 0 | 0 | 0 | 0 | UNSET | N/A | N/A | FIXED | N/A | Switches | UNSET | N/A |  | N/A | N/A | N/A | 0 | L1 | 0 | N/A | N/A | N/A | 0 | [16 empty] | N/A |  |  |  | 23.80.50.11.14 | [7 empty] | Other |  | L42C | 1 | [5 empty] | 1291.669250 | 0.000000
2460 | 2C16 |  | 978292 | New Construction | N/A | [5 empty] | 103266 |  | 47150 |  | 44376 |  |  | Standard | 0 |  | 102175,102176,102177,102178,102179,102180,103571,103572,103573,103574,103575 | 1ZhgLpwJLD8OCzRSS4hgBM | 1 |  | M_Duplex Receptacle:Standard:Standard:978292 |  |  | N/A | 2460 | N/A |  | N/A | N/A | N/A | N/A | N/A |  | 120 V/1-180 VA | N/A | Linked Revit Model : Clinic_A.rvt | UNSET |  |  | Level: Level 2 |  |  |  | 0.500000 | [7 empty] | 0.460000 |  |  |  |  | N/A | UNSET | N/A | N/A | TRUE | N/A | 0 | N/A | 0 | 0 | 0 | 0 | 0 | UNSET | N/A | N/A | FIXED | N/A | Ground Fault Receptacles | UNSET | N/A |  | N/A | N/A | N/A | 0 | L1 | 0 | N/A | N/A | N/A | 0 | [16 empty] | N/A |  |  |  | 23.80.50.11.17 | [7 empty] | Receptacle |  | N22C1 | 6 | [5 empty] | 1291.669250 | 0.000000 | 887 | 1937.503875 | TRUE
2461 | 2C16 |  | 978335 | New Construction | N/A | [5 empty] | 103266 |  | 47151 |  | 44377 |  |  | Standard | 0 |  | 102181,102182,102183,102184,102185,102186,103571,103572,103573,103574,103575 | 1ZhgLpwJLD8OCzRSS4hg8z | 1 |  | M_Duplex Receptacle:Standard:Standard:978335 |  |  | N/A | 2461 | N/A |  | N/A | N/A | N/A | N/A | N/A |  | 120 V/1-180 VA | N/A | Linked Revit Model : Clinic_A.rvt | UNSET |  |  | Level: Level 2 |  |  |  | 0.500000 | [7 empty] | 0.460000 |  |  |  |  | N/A | UNSET | N/A | N/A | TRUE | N/A | 0 | N/A | 0 | 0 | 0 | 0 | 0 | UNSET | N/A | N/A | FIXED | N/A | Ground Fault Receptacles | UNSET | N/A |  | N/A | N/A | N/A | 0 | L1 | 0 | N/A | N/A | N/A | 0 | [16 empty] | N/A |  |  |  | 23.80.50.11.17 | [7 empty] | Receptacle |  | N22C1 | 6 | [5 empty] | 1291.669250 | 0.000000 | 888 | 1937.503875 | TRUE
2462 | 2C16 |  | 978378 | New Construction | N/A | [5 empty] | 103266 |  | 47152 |  | 44378 |  |  | Standard | 0 |  | 102187,102188,102189,102190,102191,102192,103571,103572,103573,103574,103575 | 1ZhgLpwJLD8OCzRSS4hg9e | 1 |  | M_Duplex Receptacle:Standard:Standard:978378 |  |  | N/A | 2462 | N/A |  | N/A | N/A | N/A | N/A | N/A |  | 120 V/1-180 VA | N/A | Linked Revit Model : Clinic_S.rvt | UNSET |  |  | Level: Level 2 |  |  |  | 0.500000 | [7 empty] | 0.460000 |  |  |  |  | N/A | UNSET | N/A | N/A | TRUE | N/A | 0 | N/A | 0 | 0 | 0 | 0 | 0 | UNSET | N/A | N/A | FIXED | N/A | Ground Fault Receptacles | UNSET | N/A |  | N/A | N/A | N/A | 0 | L1 | 0 | N/A | N/A | N/A | 0 | [16 empty] | N/A |  |  |  | 23.80.50.11.17 | [7 empty] | Receptacle |  | N22C1 | 6 | [5 empty] | 1291.669250 | 0.000000 | 889 | 1937.503875 | TRUE
2463 | 2C16 |  | 978421 | New Construction | N/A | [5 empty] | 103266 |  | 47153 |  | 44379 |  |  | Standard | 0 |  | 102193,102194,102195,102196,102197,102198,103571,103572,103573,103574,103575 | 1ZhgLpwJLD8OCzRSS4hg9N | 1 |  | M_Duplex Receptacle:Standard:Standard:978421 |  |  | N/A | 2463 | N/A |  | N/A | N/A | N/A | N/A | N/A |  | 120 V/1-180 VA | N/A | Linked Revit Model : Clinic_A.rvt | UNSET |  |  | Level: Level 2 |  |  |  | 0.500000 | [7 empty] | 0.460000 |  |  |  |  | N/A | UNSET | N/A | N/A | TRUE | N/A | 0 | N/A | 0 | 0 | 0 | 0 | 0 | UNSET | N/A | N/A | FIXED | N/A | Ground Fault Receptacles | UNSET | N/A |  | N/A | N/A | N/A | 0 | L1 | 0 | N/A | N/A | N/A | 0 | [16 empty] | N/A |  |  |  | 23.80.50.11.17 | [7 empty] | Receptacle |  | N22C1 | 18 | [5 empty] | 1291.669250 | 0.000000 | 890 | 1937.503875 | TRUE
2464 | 2C16 |  | 978607 | New Construction | N/A | [5 empty] | 103266 |  | 47154 |  | 44380 |  |  | Standard | 0 |  | 102199,102200,102201,102202,102203,102204,103571,103572,103573,103574,103575 | 1ZhgLpwJLD8OCzRSS4hg4D | 1 |  | M_Duplex Receptacle:Standard:Standard:978607 |  |  | N/A | 2464 | N/A |  | N/A | N/A | N/A | N/A | N/A |  | 120 V/1-180 VA | N/A | Linked Revit Model : Clinic_A.rvt | UNSET |  |  | Level: Level 2 |  |  |  | 0.500000 | [7 empty] | 0.460000 |  |  |  |  | N/A | UNSET | N/A | N/A | TRUE | N/A | 0 | N/A | 0 | 0 | 0 | 0 | 0 | UNSET | N/A | N/A | FIXED | N/A | Ground Fault Receptacles | UNSET | N/A |  | N/A | N/A | N/A | 0 | L1 | 0 | N/A | N/A | N/A | 0 | [16 empty] | N/A |  |  |  | 23.80.50.11.17 | [7 empty] | Receptacle |  | N22C1 | 18 | [5 empty] | 1291.669250 | 0.000000 | 891 | 1937.503875 | TRUE
857 | 2C17 | 0 | 764213 | New Construction | N/A |  | 0 |  | 0 |  | 103453 | Point+HemiSpherical | 45724 |  | 53591 | REF TYPE MARK | 0 | D18 - 0610x1219mm | 0 | 86790 | 93247,93248,93249,93250,93251,93252,93253,103185,103186,103187,103188,103189,103190,103191,103192,103218 | 3nfyjyjOf1zQfCeH8h9lgx | 1 |  | M_Troffer Light - Parabolic Rectangular:D18 - 0610x1219mm:D18 - 0610x1219mm:764213 |  | NO | N/A | 857 | N/A | 16777215 | N/A | N/A | N/A | N/A | N/A |  | 120 V/1-80 VA | N/A | Linked Revit Model : Clinic_A.rvt | UNSET |  |  | Level: Level 2 | UNSET | F | 0 | 2.680000 |  | 861.112833 | 0 | 0.050000 |  |  |  | 1.200000 |  |  | T8 or TH10, 1219mm, RAPID START, CRI=90 T8 or TH10, 1219mm, RAPID START, CRI=90 T8 or TH10, 1219mm, RAPID START, CRI=90 T8 or TH10, 1219mm, RAPID START, CRI=90 T8 or TH10, 1219mm, RAPID START, CRI=90 |  | N/A | UNSET | N/A | N/A | TRUE | N/A | 0 | N/A | 0 | 0 | 0 | 0 | 0 | UNSET | N/A | N/A | FIXED | N/A | Downlights | UNSET | N/A | D5020210 | N/A | N/A | N/A | 0 | L1 | 0 | N/A | N/A | N/A | 0 | UNSET | UNSET | 0 | 0 | 0 | 0 | 0 | [9 empty] | N/A | Lighting - Fluorescent |  |  | 23.80.70.11.14.11 |  |  | D18 |  |  |  | 1291.669250 | Lighting - Dwelling Unit | 1 | L42C | 1 |  |  | 1800.000000 | 32 or 30 | [8 empty] | Metal - Paint Finish - Dark Gray, Matte | Glass - White, High Luminance | Metal - Chrome
858 | 2C17 | 0 | 764308 | New Construction | N/A |  | 0 |  | 0 |  | 103453 | Point+HemiSpherical | 45725 |  | 53592 | REF TYPE MARK | 0 | D18 - 0610x1219mm | 0 | 86789 | 93254,93255,93256,93257,93258,93259,93260,103185,103186,103187,103188,103189,103190,103191,103192,103218 | 3nfyjyjOf1zQfCeH8h9leQ | 1 |  | M_Troffer Light - Parabolic Rectangular:D18 - 0610x1219mm:D18 - 0610x1219mm:764308 |  | NO | N/A | 858 | N/A | 16777215 | N/A | N/A | N/A | N/A | N/A |  | 120 V/1-80 VA | N/A | Linked Revit Model : Clinic_A.rvt | UNSET |  |  | Level: Level 2 | UNSET | F | 0 | 2.680000 |  | 861.112833 | 0 | 0.050000 |  |  |  | 1.200000 |  |  | T8 or TH10, 1219mm, RAPID START, CRI=90 T8 or TH10, 1219mm, RAPID START, CRI=90 T8 or TH10, 1219mm, RAPID START, CRI=90 T8 or TH10, 1219mm, RAPID START, CRI=90 T8 or TH10, 1219mm, RAPID START, CRI=90 |  | N/A | UNSET | N/A | N/A | TRUE | N/A | 0 | N/A | 0 | 0 | 0 | 0 | 0 | UNSET | N/A | N/A | FIXED | N/A | Downlights | UNSET | N/A | D5020210 | N/A | N/A | N/A | 0 | L1 | 0 | N/A | N/A | N/A | 0 | UNSET | UNSET | 0 | 0 | 0 | 0 | 0 | [9 empty] | N/A | Lighting - Fluorescent |  |  | 23.80.70.11.14.11 |  |  | D18 |  |  |  | 1291.669250 | Lighting - Dwelling Unit | 1 | L42C | 1 |  |  | 1800.000000 | 32 or 30 | [8 empty] | Metal - Paint Finish - Dark Gray, Matte | Glass - White, High Luminance | Metal - Chrome
859 | 2C17 | 0 | 764374 | New Construction | N/A |  | 0 |  | 0 |  | 103453 | Point+HemiSpherical | 45726 |  | 53593 | REF TYPE MARK | 0 | D18 - 0610x1219mm | 0 | 86788 | 93261,93262,93263,93264,93265,93266,93267,103185,103186,103187,103188,103189,103190,103191,103192,103218 | 3nfyjyjOf1zQfCeH8h9lfO | 1 |  | M_Troffer Light - Parabolic Rectangular:D18 - 0610x1219mm:D18 - 0610x1219mm:764374 |  | NO | N/A | 859 | N/A | 16777215 | N/A | N/A | N/A | N/A | N/A |  | 120 V/1-80 VA | N/A | Linked Revit Model : Clinic_A.rvt | UNSET |  |  | Level: Level 2 | UNSET | F | 0 | 2.680000 |  | 861.112833 | 0 | 0.050000 |  |  |  | 1.200000 |  |  | T8 or TH10, 1219mm, RAPID START, CRI=90 T8 or TH10, 1219mm, RAPID START, CRI=90 T8 or TH10, 1219mm, RAPID START, CRI=90 T8 or TH10, 1219mm, RAPID START, CRI=90 T8 or TH10, 1219mm, RAPID START, CRI=90 |  | N/A | UNSET | N/A | N/A | TRUE | N/A | 0 | N/A | 0 | 0 | 0 | 0 | 0 | UNSET | N/A | N/A | FIXED | N/A | Downlights | UNSET | N/A | D5020210 | N/A | N/A | N/A | 0 | L1 | 0 | N/A | N/A | N/A | 0 | UNSET | UNSET | 0 | 0 | 0 | 0 | 0 | [9 empty] | N/A | Lighting - Fluorescent |  |  | 23.80.70.11.14.11 |  |  | D18 |  |  |  | 1291.669250 | Lighting - Dwelling Unit | 1 | L42C | 1 |  |  | 1800.000000 | 32 or 30 | [8 empty] | Metal - Paint Finish - Dark Gray, Matte | Glass - White, High Luminance | Metal - Chrome
860 | 2C17 | 0 | 764448 | New Construction | N/A |  | 0 |  | 0 |  | 103453 | Point+HemiSpherical | 45727 |  | 53594 | REF TYPE MARK | 0 | D18 - 0610x1219mm | 0 | 86787 | 93268,93269,93270,93271,93272,93273,93274,103185,103186,103187,103188,103189,103190,103191,103192,103218 | 3nfyjyjOf1zQfCeH8h9lck | 1 |  | M_Troffer Light - Parabolic Rectangular:D18 - 0610x1219mm:D18 - 0610x1219mm:764448 |  | NO | N/A | 860 | N/A | 16777215 | N/A | N/A | N/A | N/A | N/A |  | 120 V/1-80 VA | N/A | Linked Revit Model : Clinic_A.rvt | UNSET |  |  | Level: Level 2 | UNSET | F | 0 | 2.680000 |  | 861.112833 | 0 | 0.050000 |  |  |  | 1.200000 |  |  | T8 or TH10, 1219mm, RAPID START, CRI=90 T8 or TH10, 1219mm, RAPID START, CRI=90 T8 or TH10, 1219mm, RAPID START, CRI=90 T8 or TH10, 1219mm, RAPID START, CRI=90 T8 or TH10, 1219mm, RAPID START, CRI=90 |  | N/A | UNSET | N/A | N/A | TRUE | N/A | 0 | N/A | 0 | 0 | 0 | 0 | 0 | UNSET | N/A | N/A | FIXED | N/A | Downlights | UNSET | N/A | D5020210 | N/A | N/A | N/A | 0 | L1 | 0 | N/A | N/A | N/A | 0 | UNSET | UNSET | 0 | 0 | 0 | 0 | 0 | [9 empty] | N/A | Lighting - Fluorescent |  |  | 23.80.70.11.14.11 |  |  | D18 |  |  |  | 1291.669250 | Lighting - Dwelling Unit | 1 | L42C | 1 |  |  | 1800.000000 | 32 or 30 | [8 empty] | Metal - Paint Finish - Dark Gray, Matte | Glass - White, High Luminance | Metal - Chrome
861 | 2C17 | 0 | 764496 | New Construction | N/A |  | 0 |  | 0 |  | 103453 | Point+HemiSpherical | 45728 |  | 53595 | REF TYPE MARK | 0 | D18 - 0610x1219mm | 0 | 86786 | 93275,93276,93277,93278,93279,93280,93281,103185,103186,103187,103188,103189,103190,103191,103192,103218 | 3nfyjyjOf1zQfCeH8h9ldU | 1 |  | M_Troffer Light - Parabolic Rectangular:D18 - 0610x1219mm:D18 - 0610x1219mm:764496 |  | NO | N/A | 861 | N/A | 16777215 | N/A | N/A | N/A | N/A | N/A |  | 120 V/1-80 VA | N/A | Linked Revit Model : Clinic_A.rvt | UNSET |  |  | Level: Level 2 | UNSET | F | 0 | 2.680000 |  | 861.112833 | 0 | 0.050000 |  |  |  | 1.200000 |  |  | T8 or TH10, 1219mm, RAPID START, CRI=90 T8 or TH10, 1219mm, RAPID START, CRI=90 T8 or TH10, 1219mm, RAPID START, CRI=90 T8 or TH10, 1219mm, RAPID START, CRI=90 T8 or TH10, 1219mm, RAPID START, CRI=90 |  | N/A | UNSET | N/A | N/A | TRUE | N/A | 0 | N/A | 0 | 0 | 0 | 0 | 0 | UNSET | N/A | N/A | FIXED | N/A | Downlights | UNSET | N/A | D5020210 | N/A | N/A | N/A | 0 | L1 | 0 | N/A | N/A | N/A | 0 | UNSET | UNSET | 0 | 0 | 0 | 0 | 0 | [9 empty] | N/A | Lighting - Fluorescent |  |  | 23.80.70.11.14.11 |  |  | D18 |  |  |  | 1291.669250 | Lighting - Dwelling Unit | 1 | L42C | 1 |  |  | 1800.000000 | 32 or 30 | [8 empty] | Metal - Paint Finish - Dark Gray, Matte | Glass - White, High Luminance | Metal - Chrome
862 | 2C17 | 0 | 764616 | New Construction | N/A |  | 0 |  | 0 |  | 103453 | Point+HemiSpherical | 45729 |  | 53596 | REF TYPE MARK | 0 | D18 - 0610x1219mm | 0 | 86785 | 93282,93283,93284,93285,93286,93287,93288,103185,103186,103187,103188,103189,103190,103191,103192,103218 | 3nfyjyjOf1zQfCeH8h9lb6 | 1 |  | M_Troffer Light - Parabolic Rectangular:D18 - 0610x1219mm:D18 - 0610x1219mm:764616 |  | NO | N/A | 862 | N/A | 16777215 | N/A | N/A | N/A | N/A | N/A |  | 120 V/1-80 VA | N/A | Linked Revit Model : Clinic_A.rvt | UNSET |  |  | Level: Level 2 | UNSET | F | 0 | 2.680000 |  | 861.112833 | 0 | 0.050000 |  |  |  | 1.200000 |  |  | T8 or TH10, 1219mm, RAPID START, CRI=90 T8 or TH10, 1219mm, RAPID START, CRI=90 T8 or TH10, 1219mm, RAPID START, CRI=90 T8 or TH10, 1219mm, RAPID START, CRI=90 T8 or TH10, 1219mm, RAPID START, CRI=90 |  | N/A | UNSET | N/A | N/A | TRUE | N/A | 0 | N/A | 0 | 0 | 0 | 0 | 0 | UNSET | N/A | N/A | FIXED | N/A | Downlights | UNSET | N/A | D5020210 | N/A | N/A | N/A | 0 | L1 | 0 | N/A | N/A | N/A | 0 | UNSET | UNSET | 0 | 0 | 0 | 0 | 0 | [9 empty] | N/A | Lighting - Fluorescent |  |  | 23.80.70.11.14.11 |  |  | D18 |  |  |  | 1291.669250 | Lighting - Dwelling Unit | 1 | L42C | 1 |  |  | 1800.000000 | 32 or 30 | [8 empty] | Metal - Paint Finish - Dark Gray, Matte | Glass - White, High Luminance | Metal - Chrome
1426 | 2C17 |  | 828216 | New Construction | N/A | [5 empty] | 103453 |  | 46113 |  | 43356 |  |  | Single Pole | 0 |  | 95849,95850,95851,95852,95853,95854,103554,103555,103556,103557,103558,103559 | 3q4w0ijjzFuh9My1IanVfw | 1 |  | M_Lighting Switches:Single Pole:Single Pole:828216 |  |  | N/A | 1426 | N/A |  | N/A | N/A | N/A | N/A | N/A |  | 120 V/1-0 VA | N/A | Linked Revit Model : Clinic_A.rvt |  |  |  | Level: Level 2 |  |  |  | 1.200000 |  | 0.000000 | [5 empty] | 1.200000 |  |  |  |  | N/A | UNSET | N/A | N/A | TRUE | N/A | 0 | N/A | 0 | 0 | 0 | 0 | 0 | UNSET | N/A | N/A | FIXED | N/A | Switches | UNSET | N/A |  | N/A | N/A | N/A | 0 | L1 | 0 | N/A | N/A | N/A | 0 | [16 empty] | N/A |  |  |  | 23.80.50.11.14 | [7 empty] | Other |  | L42C | 1 | [5 empty] | 1291.669250 | 0.000000
2465 | 2C17 |  | 978672 | New Construction | N/A | [5 empty] | 103453 |  | 47155 |  | 44381 |  |  | Standard | 0 |  | 102205,102206,102207,102208,102209,102210,103571,103572,103573,103574,103575 | 1ZhgLpwJLD8OCzRSS4hg5I | 1 |  | M_Duplex Receptacle:Standard:Standard:978672 |  |  | N/A | 2465 | N/A |  | N/A | N/A | N/A | N/A | N/A |  | 120 V/1-180 VA | N/A | Linked Revit Model : Clinic_A.rvt | UNSET |  |  | Level: Level 2 |  |  |  | 0.650000 | [7 empty] | 0.460000 |  |  |  |  | N/A | UNSET | N/A | N/A | TRUE | N/A | 0 | N/A | 0 | 0 | 0 | 0 | 0 | UNSET | N/A | N/A | FIXED | N/A | Ground Fault Receptacles | UNSET | N/A |  | N/A | N/A | N/A | 0 | L1 | 0 | N/A | N/A | N/A | 0 | [16 empty] | N/A |  |  |  | 23.80.50.11.17 | [7 empty] | Receptacle |  | N22C1 | 18 | [5 empty] | 1291.669250 | 0.000000 | 892 | 1937.503875 | TRUE
2466 | 2C17 |  | 978791 | New Construction | N/A | [5 empty] | 103453 |  | 47156 |  | 44382 |  |  | Standard | 0 |  | 102211,102212,102213,102214,102215,102216,103571,103572,103573,103574,103575 | 1ZhgLpwJLD8OCzRSS4hg35 | 1 |  | M_Duplex Receptacle:Standard:Standard:978791 |  |  | N/A | 2466 | N/A |  | N/A | N/A | N/A | N/A | N/A |  | 120 V/1-180 VA | N/A | Linked Revit Model : Clinic_A.rvt | UNSET |  |  | Level: Level 2 |  |  |  | 0.650000 | [7 empty] | 0.460000 |  |  |  |  | N/A | UNSET | N/A | N/A | TRUE | N/A | 0 | N/A | 0 | 0 | 0 | 0 | 0 | UNSET | N/A | N/A | FIXED | N/A | Ground Fault Receptacles | UNSET | N/A |  | N/A | N/A | N/A | 0 | L1 | 0 | N/A | N/A | N/A | 0 | [16 empty] | N/A |  |  |  | 23.80.50.11.17 | [7 empty] | Receptacle |  | N22C1 | 23 | [5 empty] | 1291.669250 | 0.000000 | 893 | 1937.503875 | TRUE
2467 | 2C17 |  | 978855 | New Construction | N/A | [5 empty] | 103453 |  | 47157 |  | 44383 |  |  | Standard | 0 |  | 102217,102218,102219,102220,102221,102222,103571,103572,103573,103574,103575 | 1ZhgLpwJLD8OCzRSS4hg05 | 1 |  | M_Duplex Receptacle:Standard:Standard:978855 |  |  | N/A | 2467 | N/A |  | N/A | N/A | N/A | N/A | N/A |  | 120 V/1-180 VA | N/A | Linked Revit Model : Clinic_A.rvt | UNSET |  |  | Level: Level 2 |  |  |  | 0.650000 | [7 empty] | 0.460000 |  |  |  |  | N/A | UNSET | N/A | N/A | TRUE | N/A | 0 | N/A | 0 | 0 | 0 | 0 | 0 | UNSET | N/A | N/A | FIXED | N/A | Ground Fault Receptacles | UNSET | N/A |  | N/A | N/A | N/A | 0 | L1 | 0 | N/A | N/A | N/A | 0 | [16 empty] | N/A |  |  |  | 23.80.50.11.17 | [7 empty] | Receptacle |  | N22C1 | 17 | [5 empty] | 1291.669250 | 0.000000 | 894 | 1937.503875 | TRUE
2468 | 2C17 |  | 978898 | New Construction | N/A | [5 empty] | 103453 |  | 47158 |  | 44384 |  |  | Standard | 0 |  | 102223,102224,102225,102226,102227,102228,103571,103572,103573,103574,103575 | 1ZhgLpwJLD8OCzRSS4hg1m | 1 |  | M_Duplex Receptacle:Standard:Standard:978898 |  |  | N/A | 2468 | N/A |  | N/A | N/A | N/A | N/A | N/A |  | 120 V/1-180 VA | N/A | Linked Revit Model : Clinic_A.rvt | UNSET |  |  | Level: Level 2 |  |  |  | 0.650000 | [7 empty] | 0.460000 |  |  |  |  | N/A | UNSET | N/A | N/A | TRUE | N/A | 0 | N/A | 0 | 0 | 0 | 0 | 0 | UNSET | N/A | N/A | FIXED | N/A | Ground Fault Receptacles | UNSET | N/A |  | N/A | N/A | N/A | 0 | L1 | 0 | N/A | N/A | N/A | 0 | [16 empty] | N/A |  |  |  | 23.80.50.11.17 | [7 empty] | Receptacle |  | N22C1 | 16 | [5 empty] | 1291.669250 | 0.000000 | 895 | 1937.503875 | TRUE
2469 | 2C17 |  | 979092 | New Construction | N/A | [5 empty] | 103453 |  | 47159 |  | 44385 |  |  | Standard | 0 |  | 102229,102230,102231,102232,102233,102234,103571,103572,103573,103574,103575 | 1ZhgLpwJLD8OCzRSS4hhys | 1 |  | M_Duplex Receptacle:Standard:Standard:979092 |  |  | N/A | 2469 | N/A |  | N/A | N/A | N/A | N/A | N/A |  | 120 V/1-180 VA | N/A | Linked Revit Model : Clinic_S.rvt | UNSET |  |  | Level: Level 2 |  |  |  | 0.500000 | [7 empty] | 0.460000 |  |  |  |  | N/A | UNSET | N/A | N/A | TRUE | N/A | 0 | N/A | 0 | 0 | 0 | 0 | 0 | UNSET | N/A | N/A | FIXED | N/A | Ground Fault Receptacles | UNSET | N/A |  | N/A | N/A | N/A | 0 | L1 | 0 | N/A | N/A | N/A | 0 | [16 empty] | N/A |  |  |  | 23.80.50.11.17 | [7 empty] | Receptacle |  | N22C1 | 8 | [5 empty] | 1291.669250 | 0.000000 | 896 | 1937.503875 | TRUE
2470 | 2C17 |  | 979229 | New Construction | N/A | [5 empty] | 103453 |  | 47160 |  | 44386 |  |  | Standard | 0 |  | 102235,102236,102237,102238,102239,102240,103571,103572,103573,103574,103575 | 1ZhgLpwJLD8OCzRSS4hhw$ | 1 |  | M_Duplex Receptacle:Standard:Standard:979229 |  |  | N/A | 2470 | N/A |  | N/A | N/A | N/A | N/A | N/A |  | 120 V/1-180 VA | N/A | Linked Revit Model : Clinic_A.rvt | UNSET |  |  | Level: Level 2 |  |  |  | 0.650000 | [7 empty] | 0.460000 |  |  |  |  | N/A | UNSET | N/A | N/A | TRUE | N/A | 0 | N/A | 0 | 0 | 0 | 0 | 0 | UNSET | N/A | N/A | FIXED | N/A | Ground Fault Receptacles | UNSET | N/A |  | N/A | N/A | N/A | 0 | L1 | 0 | N/A | N/A | N/A | 0 | [16 empty] | N/A |  |  |  | 23.80.50.11.17 | [7 empty] | Receptacle |  | N22C1 | 22 | [5 empty] | 1291.669250 | 0.000000 | 897 | 1937.503875 | TRUE
2471 | 2C17 |  | 979346 | New Construction | N/A | [5 empty] | 103453 |  | 47161 |  | 44387 |  |  | Standard | 0 |  | 102241,102242,102243,102244,102245,102246,103571,103572,103573,103574,103575 | 1ZhgLpwJLD8OCzRSS4hhum | 1 |  | M_Duplex Receptacle:Standard:Standard:979346 |  |  | N/A | 2471 | N/A |  | N/A | N/A | N/A | N/A | N/A |  | 120 V/1-180 VA | N/A | Linked Revit Model : Clinic_A.rvt | UNSET |  |  | Level: Level 2 |  |  |  | 0.650000 | [7 empty] | 0.460000 |  |  |  |  | N/A | UNSET | N/A | N/A | TRUE | N/A | 0 | N/A | 0 | 0 | 0 | 0 | 0 | UNSET | N/A | N/A | FIXED | N/A | Ground Fault Receptacles | UNSET | N/A |  | N/A | N/A | N/A | 0 | L1 | 0 | N/A | N/A | N/A | 0 | [16 empty] | N/A |  |  |  | 23.80.50.11.17 | [7 empty] | Receptacle |  | N22C1 | 22 | [5 empty] | 1291.669250 | 0.000000 | 898 | 1937.503875 | TRUE
2472 | 2C17 |  | 979389 | New Construction | N/A | [5 empty] | 103453 |  | 47162 |  | 44388 |  |  | Standard | 0 |  | 102247,102248,102249,102250,102251,102252,103571,103572,103573,103574,103575 | 1ZhgLpwJLD8OCzRSS4hhuV | 1 |  | M_Duplex Receptacle:Standard:Standard:979389 |  |  | N/A | 2472 | N/A |  | N/A | N/A | N/A | N/A | N/A |  | 120 V/1-180 VA | N/A | Linked Revit Model : Clinic_A.rvt | UNSET |  |  | Level: Level 2 |  |  |  | 0.650000 | [7 empty] | 0.460000 |  |  |  |  | N/A | UNSET | N/A | N/A | TRUE | N/A | 0 | N/A | 0 | 0 | 0 | 0 | 0 | UNSET | N/A | N/A | FIXED | N/A | Ground Fault Receptacles | UNSET | N/A |  | N/A | N/A | N/A | 0 | L1 | 0 | N/A | N/A | N/A | 0 | [16 empty] | N/A |  |  |  | 23.80.50.11.17 | [7 empty] | Receptacle |  | N22C1 | 21 | [5 empty] | 1291.669250 | 0.000000 | 899 | 1937.503875 | TRUE
2473 | 2C17 |  | 979665 | New Construction | N/A | [5 empty] | 103453 |  | 47163 |  | 44389 |  |  | Standard | 0 |  | 102253,102254,102255,102256,102257,102258,103571,103572,103573,103574,103575 | 1ZhgLpwJLD8OCzRSS4hhrp | 1 |  | M_Duplex Receptacle:Standard:Standard:979665 |  |  | N/A | 2473 | N/A |  | N/A | N/A | N/A | N/A | N/A |  | 120 V/1-180 VA | N/A | Linked Revit Model : Clinic_A.rvt | UNSET |  |  | Level: Level 2 |  |  |  | 0.650000 | [7 empty] | 0.460000 |  |  |  |  | N/A | UNSET | N/A | N/A | TRUE | N/A | 0 | N/A | 0 | 0 | 0 | 0 | 0 | UNSET | N/A | N/A | FIXED | N/A | Ground Fault Receptacles | UNSET | N/A |  | N/A | N/A | N/A | 0 | L1 | 0 | N/A | N/A | N/A | 0 | [16 empty] | N/A |  |  |  | 23.80.50.11.17 | [7 empty] | Receptacle |  | N22C1 | 19 | [5 empty] | 1291.669250 | 0.000000 | 900 | 1937.503875 | TRUE
2474 | 2C17 |  | 979739 | New Construction | N/A | [5 empty] | 103453 |  | 47164 |  | 44390 |  |  | Standard | 0 |  | 102259,102260,102261,102262,102263,102264,103571,103572,103573,103574,103575 | 1ZhgLpwJLD8OCzRSS4hhov | 1 |  | M_Duplex Receptacle:Standard:Standard:979739 |  |  | N/A | 2474 | N/A |  | N/A | N/A | N/A | N/A | N/A |  | 120 V/1-180 VA | N/A | Linked Revit Model : Clinic_A.rvt | UNSET |  |  | Level: Level 2 |  |  |  | 0.650000 | [7 empty] | 0.460000 |  |  |  |  | N/A | UNSET | N/A | N/A | TRUE | N/A | 0 | N/A | 0 | 0 | 0 | 0 | 0 | UNSET | N/A | N/A | FIXED | N/A | Ground Fault Receptacles | UNSET | N/A |  | N/A | N/A | N/A | 0 | L1 | 0 | N/A | N/A | N/A | 0 | [16 empty] | N/A |  |  |  | 23.80.50.11.17 | [7 empty] | Receptacle |  | N22C1 | 19 | [5 empty] | 1291.669250 | 0.000000 | 901 | 1937.503875 | TRUE
2475 | 2C17 |  | 979782 | New Construction | N/A | [5 empty] | 103453 |  | 47165 |  | 44391 |  |  | Standard | 0 |  | 102265,102266,102267,102268,102269,102270,103571,103572,103573,103574,103575 | 1ZhgLpwJLD8OCzRSS4hhpa | 1 |  | M_Duplex Receptacle:Standard:Standard:979782 |  |  | N/A | 2475 | N/A |  | N/A | N/A | N/A | N/A | N/A |  | 120 V/1-180 VA | N/A | Linked Revit Model : Clinic_S.rvt | UNSET |  |  | Level: Level 2 |  |  |  | 0.500000 | [7 empty] | 0.460000 |  |  |  |  | N/A | UNSET | N/A | N/A | TRUE | N/A | 0 | N/A | 0 | 0 | 0 | 0 | 0 | UNSET | N/A | N/A | FIXED | N/A | Ground Fault Receptacles | UNSET | N/A |  | N/A | N/A | N/A | 0 | L1 | 0 | N/A | N/A | N/A | 0 | [16 empty] | N/A |  |  |  | 23.80.50.11.17 | [7 empty] | Receptacle |  | N22C1 | 8 | [5 empty] | 1291.669250 | 0.000000 | 902 | 1937.503875 | TRUE
2476 | 2C17 |  | 979867 | New Construction | N/A | [5 empty] | 103453 |  | 47166 |  | 44392 |  |  | Standard | 0 |  | 102271,102272,102273,102274,102275,102276,103571,103572,103573,103574,103575 | 1ZhgLpwJLD8OCzRSS4hhmv | 1 |  | M_Duplex Receptacle:Standard:Standard:979867 |  |  | N/A | 2476 | N/A |  | N/A | N/A | N/A | N/A | N/A |  | 120 V/1-180 VA | N/A | Linked Revit Model : Clinic_A.rvt | UNSET |  |  | Level: Level 2 |  |  |  | 0.650000 | [7 empty] | 0.460000 |  |  |  |  | N/A | UNSET | N/A | N/A | TRUE | N/A | 0 | N/A | 0 | 0 | 0 | 0 | 0 | UNSET | N/A | N/A | FIXED | N/A | Ground Fault Receptacles | UNSET | N/A |  | N/A | N/A | N/A | 0 | L1 | 0 | N/A | N/A | N/A | 0 | [16 empty] | N/A |  |  |  | 23.80.50.11.17 | [7 empty] | Receptacle |  | N22C1 | 21 | [5 empty] | 1291.669250 | 0.000000 | 903 | 1937.503875 | TRUE
2477 | 2C17 |  | 980076 | New Construction | N/A | [5 empty] | 103453 |  | 47167 |  | 44393 |  |  | Standard | 0 |  | 102277,102278,102279,102280,102281,102282,103571,103572,103573,103574,103575 | 1ZhgLpwJLD8OCzRSS4hhlE | 1 |  | M_Duplex Receptacle:Standard:Standard:980076 |  |  | N/A | 2477 | N/A |  | N/A | N/A | N/A | N/A | N/A |  | 120 V/1-180 VA | N/A | Linked Revit Model : Clinic_S.rvt | UNSET |  |  | Level: Level 2 |  |  |  | 0.500000 | [7 empty] | 0.460000 |  |  |  |  | N/A | UNSET | N/A | N/A | TRUE | N/A | 0 | N/A | 0 | 0 | 0 | 0 | 0 | UNSET | N/A | N/A | FIXED | N/A | Ground Fault Receptacles | UNSET | N/A |  | N/A | N/A | N/A | 0 | L1 | 0 | N/A | N/A | N/A | 0 | [16 empty] | N/A |  |  |  | 23.80.50.11.17 | [7 empty] | Receptacle |  | N22C1 | 19 | [5 empty] | 1291.669250 | 0.000000 | 904 | 1937.503875 | TRUE
2478 | 2C17 |  | 980242 | New Construction | N/A | [5 empty] | 103453 |  | 47168 |  | 44394 |  |  | Standard | 0 |  | 102283,102284,102285,102286,102287,102288,103571,103572,103573,103574,103575 | 1ZhgLpwJLD8OCzRSS4hhgm | 1 |  | M_Duplex Receptacle:Standard:Standard:980242 |  |  | N/A | 2478 | N/A |  | N/A | N/A | N/A | N/A | N/A |  | 120 V/1-180 VA | N/A | Linked Revit Model : Clinic_S.rvt | UNSET |  |  | Level: Level 2 |  |  |  | 0.500000 | [7 empty] | 0.460000 |  |  |  |  | N/A | UNSET | N/A | N/A | TRUE | N/A | 0 | N/A | 0 | 0 | 0 | 0 | 0 | UNSET | N/A | N/A | FIXED | N/A | Ground Fault Receptacles | UNSET | N/A |  | N/A | N/A | N/A | 0 | L1 | 0 | N/A | N/A | N/A | 0 | [16 empty] | N/A |  |  |  | 23.80.50.11.17 | [7 empty] | Receptacle |  | N22C1 | 20 | [5 empty] | 1291.669250 | 0.000000 | 905 | 1937.503875 | TRUE
2479 | 2C17 |  | 980326 | New Construction | N/A | [5 empty] | 103453 |  | 47169 |  | 44395 |  |  | Standard | 0 |  | 102289,102290,102291,102292,102293,102294,103571,103572,103573,103574,103575 | 1ZhgLpwJLD8OCzRSS4hhh4 | 1 |  | M_Duplex Receptacle:Standard:Standard:980326 |  |  | N/A | 2479 | N/A |  | N/A | N/A | N/A | N/A | N/A |  | 120 V/1-180 VA | N/A | Linked Revit Model : Clinic_S.rvt | UNSET |  |  | Level: Level 2 |  |  |  | 0.500000 | [7 empty] | 0.460000 |  |  |  |  | N/A | UNSET | N/A | N/A | TRUE | N/A | 0 | N/A | 0 | 0 | 0 | 0 | 0 | UNSET | N/A | N/A | FIXED | N/A | Ground Fault Receptacles | UNSET | N/A |  | N/A | N/A | N/A | 0 | L1 | 0 | N/A | N/A | N/A | 0 | [16 empty] | N/A |  |  |  | 23.80.50.11.17 | [7 empty] | Receptacle |  | N22C1 | 8 | [5 empty] | 1291.669250 | 0.000000 | 906 | 1937.503875 | TRUE
2480 | 2C17 |  | 980380 | New Construction | N/A | [5 empty] | 103453 |  | 47170 |  | 44396 |  |  | Standard | 0 |  | 102295,102296,102297,102298,102299,102300,103571,103572,103573,103574,103575 | 1ZhgLpwJLD8OCzRSS4hhe_ | 1 |  | M_Duplex Receptacle:Standard:Standard:980380 |  |  | N/A | 2480 | N/A |  | N/A | N/A | N/A | N/A | N/A |  | 120 V/1-180 VA | N/A | Linked Revit Model : Clinic_A.rvt | UNSET |  |  | Level: Level 2 |  |  |  | 0.500000 | [7 empty] | 0.460000 |  |  |  |  | N/A | UNSET | N/A | N/A | TRUE | N/A | 0 | N/A | 0 | 0 | 0 | 0 | 0 | UNSET | N/A | N/A | FIXED | N/A | Ground Fault Receptacles | UNSET | N/A |  | N/A | N/A | N/A | 0 | L1 | 0 | N/A | N/A | N/A | 0 | [16 empty] | N/A |  |  |  | 23.80.50.11.17 | [7 empty] | Receptacle |  | N22C1 | 20 | [5 empty] | 1291.669250 | 0.000000 | 907 | 1937.503875 | TRUE
2481 | 2C17 |  | 980434 | New Construction | N/A | [5 empty] | 103453 |  | 47171 |  | 44397 |  |  | Standard | 0 |  | 102301,102302,102303,102304,102305,102306,103571,103572,103573,103574,103575 | 1ZhgLpwJLD8OCzRSS4hhfm | 1 |  | M_Duplex Receptacle:Standard:Standard:980434 |  |  | N/A | 2481 | N/A |  | N/A | N/A | N/A | N/A | N/A |  | 120 V/1-180 VA | N/A | Linked Revit Model : Clinic_A.rvt | UNSET |  |  | Level: Level 2 |  |  |  | 0.500000 | [7 empty] | 0.460000 |  |  |  |  | N/A | UNSET | N/A | N/A | TRUE | N/A | 0 | N/A | 0 | 0 | 0 | 0 | 0 | UNSET | N/A | N/A | FIXED | N/A | Ground Fault Receptacles | UNSET | N/A |  | N/A | N/A | N/A | 0 | L1 | 0 | N/A | N/A | N/A | 0 | [16 empty] | N/A |  |  |  | 23.80.50.11.17 | [7 empty] | Receptacle |  | N22C1 | 20 | [5 empty] | 1291.669250 | 0.000000 | 908 | 1937.503875 | TRUE
1010 | 2C18 | 0 | 783301 | New Construction | N/A |  | 0 |  | 0 |  | 103358 | Point+HemiSpherical | 45939 |  | 53805 | REF TYPE MARK | 0 | Q4B - 1219mm - 1m Drop | 0 | 86637 | 94773,94774,94775,94776,94777,94778,94779,103396,103397,103398,103399,103400,103401,103402,103403,103405 | 146qGFGm5CFuylDvDQdKcN | 1 |  | M_Pendant Light - Linear:Q4B - 1219mm - 1m Drop:Q4B - 1219mm - 1m Drop:783301 |  | YES | N/A | 1010 | N/A | 16777215 | N/A | N/A | N/A | N/A | N/A |  | 120 V/1-64 VA | N/A | Linked Revit Model : Clinic_S.rvt | UNSET |  |  | Level: Level 2 | UNSET | F | 0 | 4.673500 |  | 688.890267 | 0 | 0.050000 |  |  |  | 1.200000 |  |  | T8, 1219mm, RAPID START, CRI=75 T8, 1219mm, RAPID START, CRI=75 T8, 1219mm, RAPID START, CRI=75 |  | N/A | UNSET | N/A | N/A | TRUE | N/A | 0 | N/A | 0 | 0 | 0 | 0 | 0 | UNSET | N/A | N/A | FIXED | N/A | General Luminaries, Non Directional | UNSET | N/A | D5020210 | N/A | N/A | N/A | 0 | L1 | 0 | N/A | N/A | N/A | 0 | UNSET | UNSET | 0 | 0 | 0 | 0 | 0 | [9 empty] | N/A | Lighting - Fluorescent |  |  | 23.80.70.11.11 |  |  | Q4B |  |  |  | 1291.669250 | Lighting - Dwelling Unit | 1 | L42C | 1 |  |  | 2900.000000 | 32 | [9 empty] | Glass - White, High Luminance |  | 1.200000 | 2.000000 | Metal - Paint Finish - Ivory, Glossy | Metal - Paint Finish - Ivory, Glossy
1011 | 2C18 | 0 | 783310 | New Construction | N/A |  | 0 |  | 0 |  | 103358 | Point+HemiSpherical | 45940 |  | 53806 | REF TYPE MARK | 0 | Q4 - 1219mm - 1m Drop | 0 | 86636 | 94780,94781,94782,94783,94784,94785,94786,103507,103508,103509,103510,103511,103512,103513,103514,103515 | 0yuotxu8DEgv2qMIt$xKHx | 1 |  | M_Pendant Light - Linear:Q4 - 1219mm - 1m Drop:Q4 - 1219mm - 1m Drop:783310 |  | NO | N/A | 1011 | N/A | 16777215 | N/A | N/A | N/A | N/A | N/A |  | 120 V/1-64 VA | N/A | Linked Revit Model : Clinic_S.rvt | UNSET |  |  | Level: Level 2 | UNSET | F | 0 | 4.673500 |  | 688.890267 | 0 | 0.050000 |  |  |  | 1.200000 |  |  | T8, 1219mm, RAPID START, CRI=75 T8, 1219mm, RAPID START, CRI=75 T8, 1219mm, RAPID START, CRI=75 |  | N/A | UNSET | N/A | N/A | TRUE | N/A | 0 | N/A | 0 | 0 | 0 | 0 | 0 | UNSET | N/A | N/A | FIXED | N/A | General Luminaries, Non Directional | UNSET | N/A | D5020210 | N/A | N/A | N/A | 0 | L1 | 0 | N/A | N/A | N/A | 0 | UNSET | UNSET | 0 | 0 | 0 | 0 | 0 | [9 empty] | N/A | Lighting - Fluorescent |  |  | 23.80.70.11.11 |  |  | Q4 |  |  |  | 1291.669250 | Lighting - Dwelling Unit | 1 | L42C | 1 |  |  | 2900.000000 | 32 | [9 empty] | Glass - White, High Luminance |  | 1.200000 | 2.000000 | Metal - Paint Finish - Ivory, Glossy | Metal - Paint Finish - Ivory, Glossy
1469 | 2C18 |  | 837031 | New Construction | N/A | [5 empty] | 103358 |  | 46156 |  | 43399 |  |  | Single Pole | 0 |  | 96113,96114,96115,96116,96117,96118,103554,103555,103556,103557,103558,103559 | 3q4w0ijjzFuh9My1IanPpb | 1 |  | M_Lighting Switches:Single Pole:Single Pole:837031 |  |  | N/A | 1469 | N/A |  | N/A | N/A | N/A | N/A | N/A |  | 120 V/1-0 VA | N/A | Linked Revit Model : Clinic_A.rvt |  |  |  | Level: Level 2 |  |  |  | 1.200000 |  | 0.000000 | [5 empty] | 1.200000 |  |  |  |  | N/A | UNSET | N/A | N/A | TRUE | N/A | 0 | N/A | 0 | 0 | 0 | 0 | 0 | UNSET | N/A | N/A | FIXED | N/A | Switches | UNSET | N/A |  | N/A | N/A | N/A | 0 | L1 | 0 | N/A | N/A | N/A | 0 | [16 empty] | N/A |  |  |  | 23.80.50.11.14 | [7 empty] | Other |  | L42C | 1 | [5 empty] | 1291.669250 | 0.000000
2485 | 2C18 |  | 981419 | New Construction | N/A | [5 empty] | 103358 |  | 47175 |  | 44401 |  |  | Standard | 0 |  | 102325,102326,102327,102328,102329,102330,103571,103572,103573,103574,103575 | 1ZhgLpwJLD8OCzRSS4hhO9 | 1 |  | M_Duplex Receptacle:Standard:Standard:981419 |  |  | N/A | 2485 | N/A |  | N/A | N/A | N/A | N/A | N/A |  | 120 V/1-180 VA | N/A | M_Lighting and Appliance Panelboard - 208V MLO : L42C | UNSET |  |  | Level: Level 2 |  |  |  | 0.500000 | [7 empty] | 0.460000 |  |  |  |  | N/A | UNSET | N/A | N/A | TRUE | N/A | 0 | N/A | 0 | 0 | 0 | 0 | 0 | UNSET | N/A | N/A | FIXED | N/A | Ground Fault Receptacles | UNSET | N/A |  | N/A | N/A | N/A | 0 | L1 | 0 | N/A | N/A | N/A | 0 | [16 empty] | N/A |  |  |  | 23.80.50.11.17 | [7 empty] | Receptacle |  | N22C1 | 16 | [5 empty] | 1291.669250 | 0.000000 | 912 | 1937.503875 | TRUE
866 | 2C19 | 0 | 765207 | New Construction | N/A |  | 0 |  | 0 |  | 103357 | Point+HemiSpherical | 45733 |  | 53600 | REF TYPE MARK | 0 | B1 - 0610x1219mm | 0 | 86781 | 93310,93311,93312,93313,93314,93315,93316,103561,103562,103563,103564,103565,103566,103567,103568,103569 | 3nfyjyjOf1zQfCeH8h9lwP | 1 |  | M_Troffer Light - Parabolic Rectangular:B1 - 0610x1219mm:B1 - 0610x1219mm:765207 |  | NO | N/A | 866 | N/A | 16777215 | N/A | N/A | N/A | N/A | N/A |  | 120 V/1-80 VA | N/A | Linked Revit Model : Clinic_A.rvt | UNSET |  |  | Level: Level 2 | UNSET | F | 0 | 2.680000 |  | 861.112833 | 0 | 0.050000 |  |  |  | 1.200000 |  |  | T8, 1219mm, RAPID START, CRI=75 |  | N/A | UNSET | N/A | N/A | TRUE | N/A | 0 | N/A | 0 | 0 | 0 | 0 | 0 | UNSET | N/A | N/A | FIXED | N/A | Downlights | UNSET | N/A | D5020210 | N/A | N/A | N/A | 0 | L1 | 0 | N/A | N/A | N/A | 0 | UNSET | UNSET | 0 | 0 | 0 | 0 | 0 | [9 empty] | N/A | Lighting - Fluorescent |  |  | 23.80.70.11.14.11 |  |  | B1 |  |  |  | 1291.669250 | Lighting - Dwelling Unit | 1 | L42C | 2 |  |  | 2900.000000 | 32 | [8 empty] | Metal - Paint Finish - Dark Gray, Matte | Glass - White, High Luminance | Metal - Chrome
867 | 2C19 | 0 | 765269 | New Construction | N/A |  | 0 |  | 0 |  | 103357 | Point+HemiSpherical | 45734 |  | 53601 | REF TYPE MARK | 0 | B1 - 0610x1219mm | 0 | 86780 | 93317,93318,93319,93320,93321,93322,93323,103561,103562,103563,103564,103565,103566,103567,103568,103569 | 3nfyjyjOf1zQfCeH8h9lxR | 1 |  | M_Troffer Light - Parabolic Rectangular:B1 - 0610x1219mm:B1 - 0610x1219mm:765269 |  | NO | N/A | 867 | N/A | 16777215 | N/A | N/A | N/A | N/A | N/A |  | 120 V/1-80 VA | N/A | Linked Revit Model : Clinic_A.rvt | UNSET |  |  | Level: Level 2 | UNSET | F | 0 | 2.680000 |  | 861.112833 | 0 | 0.050000 |  |  |  | 1.200000 |  |  | T8, 1219mm, RAPID START, CRI=75 |  | N/A | UNSET | N/A | N/A | TRUE | N/A | 0 | N/A | 0 | 0 | 0 | 0 | 0 | UNSET | N/A | N/A | FIXED | N/A | Downlights | UNSET | N/A | D5020210 | N/A | N/A | N/A | 0 | L1 | 0 | N/A | N/A | N/A | 0 | UNSET | UNSET | 0 | 0 | 0 | 0 | 0 | [9 empty] | N/A | Lighting - Fluorescent |  |  | 23.80.70.11.14.11 |  |  | B1 |  |  |  | 1291.669250 | Lighting - Dwelling Unit | 1 | L42C | 2 |  |  | 2900.000000 | 32 | [8 empty] | Metal - Paint Finish - Dark Gray, Matte | Glass - White, High Luminance | Metal - Chrome
868 | 2C19 | 0 | 765313 | New Construction | N/A |  | 0 |  | 0 |  | 103357 | Point+HemiSpherical | 45735 |  | 53602 | REF TYPE MARK | 0 | B1 - 0610x1219mm | 0 | 86779 | 93324,93325,93326,93327,93328,93329,93330,103561,103562,103563,103564,103565,103566,103567,103568,103569 | 3nfyjyjOf1zQfCeH8h9luF | 1 |  | M_Troffer Light - Parabolic Rectangular:B1 - 0610x1219mm:B1 - 0610x1219mm:765313 |  | NO | N/A | 868 | N/A | 16777215 | N/A | N/A | N/A | N/A | N/A |  | 120 V/1-80 VA | N/A | Linked Revit Model : Clinic_A.rvt | UNSET |  |  | Level: Level 2 | UNSET | F | 0 | 2.680000 |  | 861.112833 | 0 | 0.050000 |  |  |  | 1.200000 |  |  | T8, 1219mm, RAPID START, CRI=75 |  | N/A | UNSET | N/A | N/A | TRUE | N/A | 0 | N/A | 0 | 0 | 0 | 0 | 0 | UNSET | N/A | N/A | FIXED | N/A | Downlights | UNSET | N/A | D5020210 | N/A | N/A | N/A | 0 | L1 | 0 | N/A | N/A | N/A | 0 | UNSET | UNSET | 0 | 0 | 0 | 0 | 0 | [9 empty] | N/A | Lighting - Fluorescent |  |  | 23.80.70.11.14.11 |  |  | B1 |  |  |  | 1291.669250 | Lighting - Dwelling Unit | 1 | L42C | 2 |  |  | 2900.000000 | 32 | [8 empty] | Metal - Paint Finish - Dark Gray, Matte | Glass - White, High Luminance | Metal - Chrome
1466 | 2C19 |  | 835745 | New Construction | N/A | [5 empty] | 103357 |  | 46153 |  | 43396 |  |  | Single Pole | 0 |  | 96095,96096,96097,96098,96099,96100,103554,103555,103556,103557,103558,103559 | 3q4w0ijjzFuh9My1IanPdZ | 1 |  | M_Lighting Switches:Single Pole:Single Pole:835745 |  |  | N/A | 1466 | N/A |  | N/A | N/A | N/A | N/A | N/A |  | 120 V/1-0 VA | N/A | Grid : 6 |  |  |  | Level: Level 2 |  |  |  | 1.200000 |  | 0.000000 | [5 empty] | 1.200000 |  |  |  |  | N/A | UNSET | N/A | N/A | TRUE | N/A | 0 | N/A | 0 | 0 | 0 | 0 | 0 | UNSET | N/A | N/A | FIXED | N/A | Switches | UNSET | N/A |  | N/A | N/A | N/A | 0 | L1 | 0 | N/A | N/A | N/A | 0 | [16 empty] | N/A |  |  |  | 23.80.50.11.14 | [7 empty] | Other |  | L42C | 2 | [5 empty] | 1291.669250 | 0.000000
2486 | 2C19 |  | 981750 | New Construction | N/A | [5 empty] | 103357 |  | 47176 |  | 44402 |  |  | Standard | 0 |  | 102331,102332,102333,102334,102335,102336,103571,103572,103573,103574,103575 | 1ZhgLpwJLD8OCzRSS4hhLK | 1 |  | M_Duplex Receptacle:Standard:Standard:981750 |  |  | N/A | 2486 | N/A |  | N/A | N/A | N/A | N/A | N/A |  | 120 V/1-180 VA | N/A | M_Lighting and Appliance Panelboard - 208V MLO : N22C2 | UNSET |  |  | Level: Level 2 |  |  |  | 0.500000 | [7 empty] | 0.460000 |  |  |  |  | N/A | UNSET | N/A | N/A | TRUE | N/A | 0 | N/A | 0 | 0 | 0 | 0 | 0 | UNSET | N/A | N/A | FIXED | N/A | Ground Fault Receptacles | UNSET | N/A |  | N/A | N/A | N/A | 0 | L1 | 0 | N/A | N/A | N/A | 0 | [16 empty] | N/A |  |  |  | 23.80.50.11.17 | [7 empty] | Receptacle |  | N22C1 | 12 | [5 empty] | 1291.669250 | 0.000000 | 913 | 1937.503875 | TRUE
2487 | 2C19 |  | 981867 | New Construction | N/A | [5 empty] | 103357 |  | 47177 |  | 44403 |  |  | Standard | 0 |  | 102337,102338,102339,102340,102341,102342,103571,103572,103573,103574,103575 | 1ZhgLpwJLD8OCzRSS4hhJ9 | 1 |  | M_Duplex Receptacle:Standard:Standard:981867 |  |  | N/A | 2487 | N/A |  | N/A | N/A | N/A | N/A | N/A |  | 120 V/1-180 VA | N/A | Linked Revit Model : Clinic_A.rvt | UNSET |  |  | Level: Level 2 |  |  |  | 0.500000 | [7 empty] | 0.460000 |  |  |  |  | N/A | UNSET | N/A | N/A | TRUE | N/A | 0 | N/A | 0 | 0 | 0 | 0 | 0 | UNSET | N/A | N/A | FIXED | N/A | Ground Fault Receptacles | UNSET | N/A |  | N/A | N/A | N/A | 0 | L1 | 0 | N/A | N/A | N/A | 0 | [16 empty] | N/A |  |  |  | 23.80.50.11.17 | [7 empty] | Receptacle |  | N22C1 | 12 | [5 empty] | 1291.669250 | 0.000000 | 914 | 1937.503875 | TRUE
2488 | 2C19 |  | 981931 | New Construction | N/A | [5 empty] | 103357 |  | 47178 |  | 44404 |  |  | Standard | 0 |  | 102343,102344,102345,102346,102347,102348,103571,103572,103573,103574,103575 | 1ZhgLpwJLD8OCzRSS4hhG9 | 1 |  | M_Duplex Receptacle:Standard:Standard:981931 |  |  | N/A | 2488 | N/A |  | N/A | N/A | N/A | N/A | N/A |  | 120 V/1-180 VA | N/A | Linked Revit Model : Clinic_A.rvt | UNSET |  |  | Level: Level 2 |  |  |  | 0.500000 | [7 empty] | 0.460000 |  |  |  |  | N/A | UNSET | N/A | N/A | TRUE | N/A | 0 | N/A | 0 | 0 | 0 | 0 | 0 | UNSET | N/A | N/A | FIXED | N/A | Ground Fault Receptacles | UNSET | N/A |  | N/A | N/A | N/A | 0 | L1 | 0 | N/A | N/A | N/A | 0 | [16 empty] | N/A |  |  |  | 23.80.50.11.17 | [7 empty] | Receptacle |  | N22C1 | 12 | [5 empty] | 1291.669250 | 0.000000 | 915 | 1937.503875 | TRUE
2489 | 2C19 |  | 982005 | New Construction | N/A | [5 empty] | 103357 |  | 47179 |  | 44405 |  |  | Standard | 0 |  | 102349,102350,102351,102352,102353,102354,103571,103572,103573,103574,103575 | 1ZhgLpwJLD8OCzRSS4hhHN | 1 |  | M_Duplex Receptacle:Standard:Standard:982005 |  |  | N/A | 2489 | N/A |  | N/A | N/A | N/A | N/A | N/A |  | 120 V/1-180 VA | N/A | Linked Revit Model : Clinic_A.rvt | UNSET |  |  | Level: Level 2 |  |  |  | 0.500000 | [7 empty] | 0.460000 |  |  |  |  | N/A | UNSET | N/A | N/A | TRUE | N/A | 0 | N/A | 0 | 0 | 0 | 0 | 0 | UNSET | N/A | N/A | FIXED | N/A | Ground Fault Receptacles | UNSET | N/A |  | N/A | N/A | N/A | 0 | L1 | 0 | N/A | N/A | N/A | 0 | [16 empty] | N/A |  |  |  | 23.80.50.11.17 | [7 empty] | Receptacle |  | N22C1 | 14 | [5 empty] | 1291.669250 | 0.000000 | 916 | 1937.503875 | TRUE
2490 | 2C19 |  | 982205 | New Construction | N/A | [5 empty] | 103357 |  | 47180 |  | 44406 |  |  | Standard | 0 |  | 102355,102356,102357,102358,102359,102360,103571,103572,103573,103574,103575 | 1ZhgLpwJLD8OCzRSS4hhCV | 1 |  | M_Duplex Receptacle:Standard:Standard:982205 |  |  | N/A | 2490 | N/A |  | N/A | N/A | N/A | N/A | N/A |  | 120 V/1-180 VA | N/A | Linked Revit Model : Clinic_A.rvt | UNSET |  |  | Level: Level 2 |  |  |  | 0.500000 | [7 empty] | 0.460000 |  |  |  |  | N/A | UNSET | N/A | N/A | TRUE | N/A | 0 | N/A | 0 | 0 | 0 | 0 | 0 | UNSET | N/A | N/A | FIXED | N/A | Ground Fault Receptacles | UNSET | N/A |  | N/A | N/A | N/A | 0 | L1 | 0 | N/A | N/A | N/A | 0 | [16 empty] | N/A |  |  |  | 23.80.50.11.17 | [7 empty] | Receptacle |  | N22C1 | 12 | [5 empty] | 1291.669250 | 0.000000 | 917 | 1937.503875 | TRUE
2491 | 2C19 |  | 982349 | New Construction | N/A | [5 empty] | 103357 |  | 47181 |  | 44407 |  |  | Standard | 0 |  | 102361,102362,102363,102364,102365,102366,103571,103572,103573,103574,103575 | 1ZhgLpwJLD8OCzRSS4hhBl | 1 |  | M_Duplex Receptacle:Standard:Standard:982349 |  |  | N/A | 2491 | N/A |  | N/A | N/A | N/A | N/A | N/A |  | 120 V/1-180 VA | N/A | Linked Revit Model : Clinic_A.rvt | UNSET |  |  | Level: Level 2 |  |  |  | 0.500000 | [7 empty] | 0.460000 |  |  |  |  | N/A | UNSET | N/A | N/A | TRUE | N/A | 0 | N/A | 0 | 0 | 0 | 0 | 0 | UNSET | N/A | N/A | FIXED | N/A | Ground Fault Receptacles | UNSET | N/A |  | N/A | N/A | N/A | 0 | L1 | 0 | N/A | N/A | N/A | 0 | [16 empty] | N/A |  |  |  | 23.80.50.11.17 | [7 empty] | Receptacle |  | N22C1 | 12 | [5 empty] | 1291.669250 | 0.000000 | 918 | 1937.503875 | TRUE
2492 | 2C19 |  | 982423 | New Construction | N/A | [5 empty] | 103357 |  | 47182 |  | 44408 |  |  | Standard | 0 |  | 102367,102368,102369,102370,102371,102372,103571,103572,103573,103574,103575 | 1ZhgLpwJLD8OCzRSS4hh8r | 1 |  | M_Duplex Receptacle:Standard:Standard:982423 |  |  | N/A | 2492 | N/A |  | N/A | N/A | N/A | N/A | N/A |  | 120 V/1-180 VA | N/A | Linked Revit Model : Clinic_A.rvt | UNSET |  |  | Level: Level 2 |  |  |  | 0.500000 | [7 empty] | 0.460000 |  |  |  |  | N/A | UNSET | N/A | N/A | TRUE | N/A | 0 | N/A | 0 | 0 | 0 | 0 | 0 | UNSET | N/A | N/A | FIXED | N/A | Ground Fault Receptacles | UNSET | N/A |  | N/A | N/A | N/A | 0 | L1 | 0 | N/A | N/A | N/A | 0 | [16 empty] | N/A |  |  |  | 23.80.50.11.17 | [7 empty] | Receptacle |  | N22C1 | 12 | [5 empty] | 1291.669250 | 0.000000 | 919 | 1937.503875 | TRUE
876 | 2C22 | 0 | 766021 | New Construction | N/A |  | 0 |  | 0 |  | 103265 | Point+HemiSpherical | 45743 |  | 53610 | REF TYPE MARK | 0 | B1 - 0610x1219mm | 0 | 86771 | 93380,93381,93382,93383,93384,93385,93386,103561,103562,103563,103564,103565,103566,103567,103568,103569 | 3nfyjyjOf1zQfCeH8h9kFB | 1 |  | M_Troffer Light - Parabolic Rectangular:B1 - 0610x1219mm:B1 - 0610x1219mm:766021 |  | NO | N/A | 876 | N/A | 16777215 | N/A | N/A | N/A | N/A | N/A |  | 120 V/1-80 VA | N/A | Linked Revit Model : Clinic_A.rvt | UNSET |  |  | Level: Level 2 | UNSET | F | 0 | 2.680000 |  | 861.112833 | 0 | 0.050000 |  |  |  | 1.200000 |  |  | T8, 1219mm, RAPID START, CRI=75 |  | N/A | UNSET | N/A | N/A | TRUE | N/A | 0 | N/A | 0 | 0 | 0 | 0 | 0 | UNSET | N/A | N/A | FIXED | N/A | Downlights | UNSET | N/A | D5020210 | N/A | N/A | N/A | 0 | L1 | 0 | N/A | N/A | N/A | 0 | UNSET | UNSET | 0 | 0 | 0 | 0 | 0 | [9 empty] | N/A | Lighting - Fluorescent |  |  | 23.80.70.11.14.11 |  |  | B1 |  |  |  | 1291.669250 | Lighting - Dwelling Unit | 1 | L42C | 2 |  |  | 2900.000000 | 32 | [8 empty] | Metal - Paint Finish - Dark Gray, Matte | Glass - White, High Luminance | Metal - Chrome
877 | 2C22 | 0 | 766086 | New Construction | N/A |  | 0 |  | 0 |  | 103265 | Point+HemiSpherical | 45744 |  | 53611 | REF TYPE MARK | 0 | B1 - 0610x1219mm | 0 | 86770 | 93387,93388,93389,93390,93391,93392,93393,103561,103562,103563,103564,103565,103566,103567,103568,103569 | 3nfyjyjOf1zQfCeH8h9kC8 | 1 |  | M_Troffer Light - Parabolic Rectangular:B1 - 0610x1219mm:B1 - 0610x1219mm:766086 |  | NO | N/A | 877 | N/A | 16777215 | N/A | N/A | N/A | N/A | N/A |  | 120 V/1-80 VA | N/A | Linked Revit Model : Clinic_A.rvt | UNSET |  |  | Level: Level 2 | UNSET | F | 0 | 2.680000 |  | 861.112833 | 0 | 0.050000 |  |  |  | 1.200000 |  |  | T8, 1219mm, RAPID START, CRI=75 |  | N/A | UNSET | N/A | N/A | TRUE | N/A | 0 | N/A | 0 | 0 | 0 | 0 | 0 | UNSET | N/A | N/A | FIXED | N/A | Downlights | UNSET | N/A | D5020210 | N/A | N/A | N/A | 0 | L1 | 0 | N/A | N/A | N/A | 0 | UNSET | UNSET | 0 | 0 | 0 | 0 | 0 | [9 empty] | N/A | Lighting - Fluorescent |  |  | 23.80.70.11.14.11 |  |  | B1 |  |  |  | 1291.669250 | Lighting - Dwelling Unit | 1 | L42C | 2 |  |  | 2900.000000 | 32 | [8 empty] | Metal - Paint Finish - Dark Gray, Matte | Glass - White, High Luminance | Metal - Chrome
1463 | 2C22 |  | 834867 | New Construction | N/A | [5 empty] | 103265 |  | 46150 |  | 43393 |  |  | Single Pole | 0 |  | 96074,96075,96076,96077,96078,96079,103554,103555,103556,103557,103558,103559 | 3q4w0ijjzFuh9My1IanUHn | 1 |  | M_Lighting Switches:Single Pole:Single Pole:834867 |  |  | N/A | 1463 | N/A |  | N/A | N/A | N/A | N/A | N/A |  | 120 V/1-0 VA | N/A | Linked Revit Model : Clinic_A.rvt |  |  |  | Level: Level 2 |  |  |  | 1.200000 |  | 0.000000 | [5 empty] | 1.200000 |  |  |  |  | N/A | UNSET | N/A | N/A | TRUE | N/A | 0 | N/A | 0 | 0 | 0 | 0 | 0 | UNSET | N/A | N/A | FIXED | N/A | Switches | UNSET | N/A |  | N/A | N/A | N/A | 0 | L1 | 0 | N/A | N/A | N/A | 0 | [16 empty] | N/A |  |  |  | 23.80.50.11.14 | [7 empty] | Other |  | L42C | 2 | [5 empty] | 1291.669250 | 0.000000
2506 | 2C22 |  | 984796 | New Construction | N/A | [5 empty] | 103265 |  | 47196 |  | 44422 |  |  | Standard | 0 |  | 102451,102452,102453,102454,102455,102456,103571,103572,103573,103574,103575 | 1ZhgLpwJLD8OCzRSS4hqb_ | 1 |  | M_Duplex Receptacle:Standard:Standard:984796 |  |  | N/A | 2506 | N/A |  | N/A | N/A | N/A | N/A | N/A |  | 120 V/1-180 VA | N/A | Linked Revit Model : Clinic_A.rvt | UNSET |  |  | Level: Level 2 |  |  |  | 0.500000 | [7 empty] | 0.460000 |  |  |  |  | N/A | UNSET | N/A | N/A | TRUE | N/A | 0 | N/A | 0 | 0 | 0 | 0 | 0 | UNSET | N/A | N/A | FIXED | N/A | Ground Fault Receptacles | UNSET | N/A |  | N/A | N/A | N/A | 0 | L1 | 0 | N/A | N/A | N/A | 0 | [16 empty] | N/A |  |  |  | 23.80.50.11.17 | [7 empty] | Receptacle |  | N22C1 | 15 | [5 empty] | 1291.669250 | 0.000000 | 933 | 1937.503875 | TRUE
2507 | 2C22 |  | 985250 | New Construction | N/A | [5 empty] | 103265 |  | 47197 |  | 44423 |  |  | Standard | 0 |  | 102457,102458,102459,102460,102461,102462,103571,103572,103573,103574,103575 | 1ZhgLpwJLD8OCzRSS4hqS0 | 1 |  | M_Duplex Receptacle:Standard:Standard:985250 |  |  | N/A | 2507 | N/A |  | N/A | N/A | N/A | N/A | N/A |  | 120 V/1-180 VA | N/A | Linked Revit Model : Clinic_A.rvt | UNSET |  |  | Level: Level 2 |  |  |  | 0.500000 | [7 empty] | 0.460000 |  |  |  |  | N/A | UNSET | N/A | N/A | TRUE | N/A | 0 | N/A | 0 | 0 | 0 | 0 | 0 | UNSET | N/A | N/A | FIXED | N/A | Ground Fault Receptacles | UNSET | N/A |  | N/A | N/A | N/A | 0 | L1 | 0 | N/A | N/A | N/A | 0 | [16 empty] | N/A |  |  |  | 23.80.50.11.17 | [7 empty] | Receptacle |  | N22C1 | 15 | [5 empty] | 1291.669250 | 0.000000 | 934 | 1937.503875 | TRUE
2508 | 2C22 |  | 985333 | New Construction | N/A | [5 empty] | 103265 |  | 47198 |  | 44424 |  |  | Standard | 0 |  | 102463,102464,102465,102466,102467,102468,103571,103572,103573,103574,103575 | 1ZhgLpwJLD8OCzRSS4hqTN | 1 |  | M_Duplex Receptacle:Standard:Standard:985333 |  |  | N/A | 2508 | N/A |  | N/A | N/A | N/A | N/A | N/A |  | 120 V/1-180 VA | N/A | Linked Revit Model : Clinic_A.rvt | UNSET |  |  | Level: Level 2 |  |  |  | 0.500000 | [7 empty] | 0.460000 |  |  |  |  | N/A | UNSET | N/A | N/A | TRUE | N/A | 0 | N/A | 0 | 0 | 0 | 0 | 0 | UNSET | N/A | N/A | FIXED | N/A | Ground Fault Receptacles | UNSET | N/A |  | N/A | N/A | N/A | 0 | L1 | 0 | N/A | N/A | N/A | 0 | [16 empty] | N/A |  |  |  | 23.80.50.11.17 | [7 empty] | Receptacle |  | N22C1 | 15 | [5 empty] | 1291.669250 | 0.000000 | 935 | 1937.503875 | TRUE
2509 | 2C22 |  | 985491 | New Construction | N/A | [5 empty] | 103265 |  | 47199 |  | 44425 |  |  | Standard | 0 |  | 102469,102470,102471,102472,102473,102474,103571,103572,103573,103574,103575 | 1ZhgLpwJLD8OCzRSS4hqOn | 1 |  | M_Duplex Receptacle:Standard:Standard:985491 |  |  | N/A | 2509 | N/A |  | N/A | N/A | N/A | N/A | N/A |  | 120 V/1-180 VA | N/A | Linked Revit Model : Clinic_A.rvt | UNSET |  |  | Level: Level 2 |  |  |  | 0.500000 | [7 empty] | 0.460000 |  |  |  |  | N/A | UNSET | N/A | N/A | TRUE | N/A | 0 | N/A | 0 | 0 | 0 | 0 | 0 | UNSET | N/A | N/A | FIXED | N/A | Ground Fault Receptacles | UNSET | N/A |  | N/A | N/A | N/A | 0 | L1 | 0 | N/A | N/A | N/A | 0 | [16 empty] | N/A |  |  |  | 23.80.50.11.17 | [7 empty] | Receptacle |  | N22C1 | 26 | [5 empty] | 1291.669250 | 0.000000 | 936 | 1937.503875 | TRUE
2510 | 2C22 |  | 985665 | New Construction | N/A | [5 empty] | 103265 |  | 47200 |  | 44426 |  |  | Standard | 0 |  | 102475,102476,102477,102478,102479,102480,103571,103572,103573,103574,103575 | 1ZhgLpwJLD8OCzRSS4hqNZ | 1 |  | M_Duplex Receptacle:Standard:Standard:985665 |  |  | N/A | 2510 | N/A |  | N/A | N/A | N/A | N/A | N/A |  | 120 V/1-180 VA | N/A | Linked Revit Model : Clinic_A.rvt | UNSET |  |  | Level: Level 2 |  |  |  | 0.500000 | [7 empty] | 0.460000 |  |  |  |  | N/A | UNSET | N/A | N/A | TRUE | N/A | 0 | N/A | 0 | 0 | 0 | 0 | 0 | UNSET | N/A | N/A | FIXED | N/A | Ground Fault Receptacles | UNSET | N/A |  | N/A | N/A | N/A | 0 | L1 | 0 | N/A | N/A | N/A | 0 | [16 empty] | N/A |  |  |  | 23.80.50.11.17 | [7 empty] | Receptacle |  | N22C1 | 26 | [5 empty] | 1291.669250 | 0.000000 | 937 | 1937.503875 | TRUE
967 | 2C23 | 0 | 773998 | New Construction | N/A |  | 0 |  | 0 |  | 103092 | Point+HemiSpherical | 45834 |  | 53701 | REF TYPE MARK | 0 | B1B - 0610x1219mm | 0 | 86680 | 94017,94018,94019,94020,94021,94022,94023,103443,103444,103445,103446,103447,103448,103449,103450,103452 | 0yuotxu8DEgv2qMIt$xNZR | 1 |  | M_Troffer Light - Parabolic Rectangular:B1B - 0610x1219mm:B1B - 0610x1219mm:773998 |  | YES | N/A | 967 | N/A | 16777215 | N/A | N/A | N/A | N/A | N/A |  | 120 V/1-80 VA | N/A | Linked Revit Model : Clinic_A.rvt | UNSET |  |  | Level: Level 2 | UNSET | F | 0 | 2.680000 |  | 861.112833 | 0 | 0.050000 |  |  |  | 1.200000 |  |  | T8, 1219mm, RAPID START, CRI=75 |  | N/A | UNSET | N/A | N/A | TRUE | N/A | 0 | N/A | 0 | 0 | 0 | 0 | 0 | UNSET | N/A | N/A | FIXED | N/A | Downlights | UNSET | N/A | D5020210 | N/A | N/A | N/A | 0 | L1 | 0 | N/A | N/A | N/A | 0 | UNSET | UNSET | 0 | 0 | 0 | 0 | 0 | [9 empty] | N/A | Lighting - Fluorescent |  |  | 23.80.70.11.14.11 |  |  | B1B |  |  |  | 1291.669250 | Lighting - Dwelling Unit | 1 | L42C | 2 |  |  | 2900.000000 | 32 | [8 empty] | Metal - Paint Finish - Dark Gray, Matte | Glass - White, High Luminance | Metal - Chrome
1004 | 2C23 | 0 | 779597 | New Construction | N/A |  | 0 |  | 0 |  | 103092 | Point+HemiSpherical | 45887 |  | 53754 | REF TYPE MARK | 0 | E2 - 610mm | 0 | 86643 | 94396,94397,94398,94399,94400,94401,94402,103064,103065,103066,103067,103068,103069,103070,103071,103084 | 0yuotxu8DEgv2qMIt$xLBu | 1 |  | M_Surface Mounted Light:E2 - 610mm:E2 - 610mm:779597 |  | NO | N/A | 1004 | N/A | 16777215 | N/A | N/A | N/A | N/A | N/A |  | 120 V/1-150 VA | N/A | Linked Revit Model : Clinic_A.rvt | UNSET |  |  | Level: Level 2 | UNSET | F | 0 | 2.680000 |  | 1614.586563 | 0 | 0.050000 |  |  |  | 1.200000 |  |  | T8, 1219mm, RAPID START, CRI=75 |  | N/A | UNSET | N/A | N/A | TRUE | N/A | 0 | N/A | 0 | 0 | 0 | 0 | 0 | UNSET | N/A | N/A | FIXED | N/A | General Luminaries, Non Directional | UNSET | N/A |  | N/A | N/A | N/A | 0 | L1 | 0 | N/A | N/A | N/A | 0 | UNSET | UNSET | 0 | 0 | 0 | 0 | 0 | [9 empty] | N/A |  |  |  | 23.80.70.11.11 |  |  | E2 |  |  |  | 1291.669250 | Lighting - Dwelling Unit | 1 | L42C | 2 |  |  | 1375.000000 | 17 | [9 empty] | Glass - White, High Luminance |  | 0.610000 | 0.100000 | Metal - Paint Finish - Ivory, Glossy | Metal - Paint Finish - Ivory, Glossy
1462 | 2C23 |  | 834824 | New Construction | N/A | [5 empty] | 103092 |  | 46149 |  | 43392 |  |  | Single Pole | 0 |  | 96067,96068,96069,96070,96071,96072,103554,103555,103556,103557,103558,103559 | 3q4w0ijjzFuh9My1IanUHA | 1 |  | M_Lighting Switches:Single Pole:Single Pole:834824 |  |  | N/A | 1462 | N/A |  | N/A | N/A | N/A | N/A | N/A |  | 120 V/1-0 VA | N/A | Grid : E.3 |  |  |  | Level: Level 2 |  |  |  | 1.200000 |  | 0.000000 | [5 empty] | 1.200000 |  |  |  |  | N/A | UNSET | N/A | N/A | TRUE | N/A | 0 | N/A | 0 | 0 | 0 | 0 | 0 | UNSET | N/A | N/A | FIXED | N/A | Switches | UNSET | N/A |  | N/A | N/A | N/A | 0 | L1 | 0 | N/A | N/A | N/A | 0 | [16 empty] | N/A |  |  |  | 23.80.50.11.14 | [7 empty] | Other |  | L42C | 2 | [5 empty] | 1291.669250 | 0.000000
2531 | 2C23 |  | 987663 | New Construction | N/A | [5 empty] | 103092 |  | 47221 |  | 44447 |  |  | Standard | 0 |  | 102601,102602,102603,102604,102605,102606,103571,103572,103573,103574,103575 | 1ZhgLpwJLD8OCzRSS4hrsj | 1 |  | M_Duplex Receptacle:Standard:Standard:987663 |  |  | N/A | 2531 | N/A |  | N/A | N/A | N/A | N/A | N/A |  | 120 V/1-180 VA | N/A | Linked Revit Model : Clinic_A.rvt | UNSET |  |  | Level: Level 2 |  |  |  | 0.500000 | [7 empty] | 0.460000 |  |  |  |  | N/A | UNSET | N/A | N/A | TRUE | N/A | 0 | N/A | 0 | 0 | 0 | 0 | 0 | UNSET | N/A | N/A | FIXED | N/A | Ground Fault Receptacles | UNSET | N/A |  | N/A | N/A | N/A | 0 | L1 | 0 | N/A | N/A | N/A | 0 | [16 empty] | N/A |  |  |  | 23.80.50.11.17 | [7 empty] | Receptacle |  | N22C2 | 1 | [5 empty] | 1291.669250 | 0.000000 | 958 | 1937.503875 | TRUE
966 | 2C24 | 0 | 773871 | New Construction | N/A |  | 0 |  | 0 |  | 102925 | Point+HemiSpherical | 45833 |  | 53700 | REF TYPE MARK | 0 | B1B - 0610x1219mm | 0 | 86681 | 94010,94011,94012,94013,94014,94015,94016,103443,103444,103445,103446,103447,103448,103449,103450,103452 | 0yuotxu8DEgv2qMIt$xNbQ | 1 |  | M_Troffer Light - Parabolic Rectangular:B1B - 0610x1219mm:B1B - 0610x1219mm:773871 |  | YES | N/A | 966 | N/A | 16777215 | N/A | N/A | N/A | N/A | N/A |  | 120 V/1-80 VA | N/A | Linked Revit Model : Clinic_A.rvt | UNSET |  |  | Level: Level 2 | UNSET | F | 0 | 2.680000 |  | 861.112833 | 0 | 0.050000 |  |  |  | 1.200000 |  |  | T8, 1219mm, RAPID START, CRI=75 |  | N/A | UNSET | N/A | N/A | TRUE | N/A | 0 | N/A | 0 | 0 | 0 | 0 | 0 | UNSET | N/A | N/A | FIXED | N/A | Downlights | UNSET | N/A | D5020210 | N/A | N/A | N/A | 0 | L1 | 0 | N/A | N/A | N/A | 0 | UNSET | UNSET | 0 | 0 | 0 | 0 | 0 | [9 empty] | N/A | Lighting - Fluorescent |  |  | 23.80.70.11.14.11 |  |  | B1B |  |  |  | 1291.669250 | Lighting - Dwelling Unit | 1 | L42C | 2 |  |  | 2900.000000 | 32 | [8 empty] | Metal - Paint Finish - Dark Gray, Matte | Glass - White, High Luminance | Metal - Chrome
1461 | 2C24 |  | 834624 | New Construction | N/A | [5 empty] | 102925 |  | 46148 |  | 43391 |  |  | Single Pole | 0 |  | 96060,96061,96062,96063,96064,96065,103554,103555,103556,103557,103558,103559 | 3q4w0ijjzFuh9My1IanUK2 | 1 |  | M_Lighting Switches:Single Pole:Single Pole:834624 |  |  | N/A | 1461 | N/A |  | N/A | N/A | N/A | N/A | N/A |  | 120 V/1-0 VA | N/A | Linked Revit Model : Clinic_A.rvt |  |  |  | Level: Level 2 |  |  |  | 1.200000 |  | 0.000000 | [5 empty] | 1.200000 |  |  |  |  | N/A | UNSET | N/A | N/A | TRUE | N/A | 0 | N/A | 0 | 0 | 0 | 0 | 0 | UNSET | N/A | N/A | FIXED | N/A | Switches | UNSET | N/A |  | N/A | N/A | N/A | 0 | L1 | 0 | N/A | N/A | N/A | 0 | [16 empty] | N/A |  |  |  | 23.80.50.11.14 | [7 empty] | Other |  | L42C | 2 | [5 empty] | 1291.669250 | 0.000000
745 | 2CC1 | 0 | 756551 | New Construction | N/A |  | 0 |  | 0 |  | 103159 | Point+HemiSpherical | 45612 |  | 53479 | REF TYPE MARK | 0 | B3 - 610x610mm | 0 | 86902 | 92463,92464,92465,92466,92467,92468,92469,103543,103544,103545,103546,103547,103548,103549,103550,103551 | 3nfyjyjOf1zQfCeH8h9jZ9 | 1 |  | M_Troffer Light - Parabolic Square:B3 - 610x610mm:B3 - 610x610mm:756551 |  | NO | N/A | 745 | N/A | 16777215 | N/A | N/A | N/A | N/A | N/A |  | 120 V/1-40 VA | N/A | Linked Revit Model : Clinic_A.rvt | UNSET |  |  | Level: Level 2 | UNSET | F | 0 | 2.680000 |  | 430.556417 | 0 | 0.050000 |  |  |  | 1.200000 |  |  | U-SHAPED, CRI=75 |  | N/A | UNSET | N/A | N/A | TRUE | N/A | 0 | N/A | 0 | 0 | 0 | 0 | 0 | UNSET | N/A | N/A | FIXED | N/A | Downlights | UNSET | N/A |  | N/A | N/A | N/A | 0 | L1 | 0 | N/A | N/A | N/A | 0 | UNSET | UNSET | 0 | 0 | 0 | 0 | 0 | [9 empty] | N/A |  |  |  | 23.80.70.11.14.11 |  |  | B3 |  |  |  | 1291.669250 | Lighting - Dwelling Unit | 1 | L42C | 3 |  |  | 3150.000000 | 32 | [8 empty] | Metal - Paint Finish - Dark Gray, Matte | Glass - White, High Luminance | Metal - Chrome
746 | 2CC1 | 0 | 756563 | New Construction | N/A |  | 0 |  | 0 |  | 103159 | Point+HemiSpherical | 45613 |  | 53480 | REF TYPE MARK | 0 | B3B - 610x610mm | 0 | 86901 | 92470,92471,92472,92473,92474,92475,92476,103533,103534,103535,103536,103537,103538,103539,103540,103541 | 3nfyjyjOf1zQfCeH8h9jZT | 1 |  | M_Troffer Light - Parabolic Square:B3B - 610x610mm:B3B - 610x610mm:756563 |  | YES | N/A | 746 | N/A | 16777215 | N/A | N/A | N/A | N/A | N/A |  | 120 V/1-40 VA | N/A | Linked Revit Model : Clinic_A.rvt | UNSET |  |  | Level: Level 2 | UNSET | F | 0 | 2.680000 |  | 430.556417 | 0 | 0.050000 |  |  |  | 1.200000 |  |  | U-SHAPED, CRI=75 |  | N/A | UNSET | N/A | N/A | TRUE | N/A | 0 | N/A | 0 | 0 | 0 | 0 | 0 | UNSET | N/A | N/A | FIXED | N/A | Downlights | UNSET | N/A |  | N/A | N/A | N/A | 0 | L1 | 0 | N/A | N/A | N/A | 0 | UNSET | UNSET | 0 | 0 | 0 | 0 | 0 | [9 empty] | N/A |  |  |  | 23.80.70.11.14.11 |  |  | B3B |  |  |  | 1291.669250 | Lighting - Dwelling Unit | 1 | L42C | 3 |  |  | 3150.000000 | 32 | [8 empty] | Metal - Paint Finish - Dark Gray, Matte | Glass - White, High Luminance | Metal - Chrome
747 | 2CC1 | 0 | 756573 | New Construction | N/A |  | 0 |  | 0 |  | 103159 | Point+HemiSpherical | 45614 |  | 53481 | REF TYPE MARK | 0 | B3 - 610x610mm | 0 | 86900 | 92477,92478,92479,92480,92481,92482,92483,103543,103544,103545,103546,103547,103548,103549,103550,103551 | 3nfyjyjOf1zQfCeH8h9jZJ | 1 |  | M_Troffer Light - Parabolic Square:B3 - 610x610mm:B3 - 610x610mm:756573 |  | NO | N/A | 747 | N/A | 16777215 | N/A | N/A | N/A | N/A | N/A |  | 120 V/1-40 VA | N/A | Linked Revit Model : Clinic_A.rvt | UNSET |  |  | Level: Level 2 | UNSET | F | 0 | 2.680000 |  | 430.556417 | 0 | 0.050000 |  |  |  | 1.200000 |  |  | U-SHAPED, CRI=75 |  | N/A | UNSET | N/A | N/A | TRUE | N/A | 0 | N/A | 0 | 0 | 0 | 0 | 0 | UNSET | N/A | N/A | FIXED | N/A | Downlights | UNSET | N/A |  | N/A | N/A | N/A | 0 | L1 | 0 | N/A | N/A | N/A | 0 | UNSET | UNSET | 0 | 0 | 0 | 0 | 0 | [9 empty] | N/A |  |  |  | 23.80.70.11.14.11 |  |  | B3 |  |  |  | 1291.669250 | Lighting - Dwelling Unit | 1 | L42C | 3 |  |  | 3150.000000 | 32 | [8 empty] | Metal - Paint Finish - Dark Gray, Matte | Glass - White, High Luminance | Metal - Chrome
1468 | 2CC1 |  | 836895 | New Construction | N/A | [5 empty] | 103159 |  | 46155 |  | 43398 |  |  | Single Pole | 0 |  | 96107,96108,96109,96110,96111,96112,103554,103555,103556,103557,103558,103559 | 3q4w0ijjzFuh9My1IanPnT | 1 |  | M_Lighting Switches:Single Pole:Single Pole:836895 |  |  | N/A | 1468 | N/A |  | N/A | N/A | N/A | N/A | N/A |  | 120 V/1-0 VA | N/A | Linked Revit Model : Clinic_A.rvt |  |  |  | Level: Level 2 |  |  |  | 1.200000 |  | 0.000000 | [5 empty] | 1.200000 |  |  |  |  | N/A | UNSET | N/A | N/A | TRUE | N/A | 0 | N/A | 0 | 0 | 0 | 0 | 0 | UNSET | N/A | N/A | FIXED | N/A | Switches | UNSET | N/A |  | N/A | N/A | N/A | 0 | L1 | 0 | N/A | N/A | N/A | 0 | [16 empty] | N/A |  |  |  | 23.80.50.11.14 | [7 empty] | Other |  | L42C | 3 | [5 empty] | 1291.669250 | 0.000000
2484 | 2CC1 |  | 981334 | New Construction | N/A | [5 empty] | 103159 |  | 47174 |  | 44400 |  |  | Standard | 0 |  | 102319,102320,102321,102322,102323,102324,103571,103572,103573,103574,103575 | 1ZhgLpwJLD8OCzRSS4hhRq | 1 |  | M_Duplex Receptacle:Standard:Standard:981334 |  |  | N/A | 2484 | N/A |  | N/A | N/A | N/A | N/A | N/A |  | 120 V/1-180 VA | N/A | Linked Revit Model : Clinic_A.rvt | UNSET |  |  | Level: Level 2 |  |  |  | 0.500000 | [7 empty] | 0.460000 |  |  |  |  | N/A | UNSET | N/A | N/A | TRUE | N/A | 0 | N/A | 0 | 0 | 0 | 0 | 0 | UNSET | N/A | N/A | FIXED | N/A | Ground Fault Receptacles | UNSET | N/A |  | N/A | N/A | N/A | 0 | L1 | 0 | N/A | N/A | N/A | 0 | [16 empty] | N/A |  |  |  | 23.80.50.11.17 | [7 empty] | Receptacle |  | N22C1 | 15 | [5 empty] | 1291.669250 | 0.000000 | 911 | 1937.503875 | TRUE
2503 | 2CC1 |  | 984429 | New Construction | N/A | [5 empty] | 103159 |  | 47193 |  | 44419 |  |  | Standard | 0 |  | 102433,102434,102435,102436,102437,102438,103571,103572,103573,103574,103575 | 1ZhgLpwJLD8OCzRSS4hqhF | 1 |  | M_Duplex Receptacle:Standard:Standard:984429 |  |  | N/A | 2503 | N/A |  | N/A | N/A | N/A | N/A | N/A |  | 120 V/1-180 VA | N/A | Linked Revit Model : Clinic_A.rvt | UNSET |  |  | Level: Level 2 |  |  |  | 0.500000 | [7 empty] | 0.460000 |  |  |  |  | N/A | UNSET | N/A | N/A | TRUE | N/A | 0 | N/A | 0 | 0 | 0 | 0 | 0 | UNSET | N/A | N/A | FIXED | N/A | Ground Fault Receptacles | UNSET | N/A |  | N/A | N/A | N/A | 0 | L1 | 0 | N/A | N/A | N/A | 0 | [16 empty] | N/A |  |  |  | 23.80.50.11.17 | [7 empty] | Receptacle |  | N22C1 | 15 | [5 empty] | 1291.669250 | 0.000000 | 930 | 1937.503875 | TRUE
739 | 2CC3 | 0 | 756493 | New Construction | N/A |  | 0 |  | 0 |  | 103137 | Point+HemiSpherical | 45606 |  | 53473 | REF TYPE MARK | 0 | B3B - 610x610mm | 0 | 86908 | 92421,92422,92423,92424,92425,92426,92427,103533,103534,103535,103536,103537,103538,103539,103540,103541 | 3nfyjyjOf1zQfCeH8h9jY3 | 1 |  | M_Troffer Light - Parabolic Square:B3B - 610x610mm:B3B - 610x610mm:756493 |  | YES | N/A | 739 | N/A | 16777215 | N/A | N/A | N/A | N/A | N/A |  | 120 V/1-40 VA | N/A | Linked Revit Model : Clinic_A.rvt | UNSET |  |  | Level: Level 2 | UNSET | F | 0 | 2.680000 |  | 430.556417 | 0 | 0.050000 |  |  |  | 1.200000 |  |  | U-SHAPED, CRI=75 |  | N/A | UNSET | N/A | N/A | TRUE | N/A | 0 | N/A | 0 | 0 | 0 | 0 | 0 | UNSET | N/A | N/A | FIXED | N/A | Downlights | UNSET | N/A |  | N/A | N/A | N/A | 0 | L1 | 0 | N/A | N/A | N/A | 0 | UNSET | UNSET | 0 | 0 | 0 | 0 | 0 | [9 empty] | N/A |  |  |  | 23.80.70.11.14.11 |  |  | B3B |  |  |  | 1291.669250 | Lighting - Dwelling Unit | 1 | L42C | 3 |  |  | 3150.000000 | 32 | [8 empty] | Metal - Paint Finish - Dark Gray, Matte | Glass - White, High Luminance | Metal - Chrome
740 | 2CC3 | 0 | 756501 | New Construction | N/A |  | 0 |  | 0 |  | 103137 | Point+HemiSpherical | 45607 |  | 53474 | REF TYPE MARK | 0 | B3 - 610x610mm | 0 | 86907 | 92428,92429,92430,92431,92432,92433,92434,103543,103544,103545,103546,103547,103548,103549,103550,103551 | 3nfyjyjOf1zQfCeH8h9jYR | 1 |  | M_Troffer Light - Parabolic Square:B3 - 610x610mm:B3 - 610x610mm:756501 |  | NO | N/A | 740 | N/A | 16777215 | N/A | N/A | N/A | N/A | N/A |  | 120 V/1-40 VA | N/A | Linked Revit Model : Clinic_A.rvt | UNSET |  |  | Level: Level 2 | UNSET | F | 0 | 2.680000 |  | 430.556417 | 0 | 0.050000 |  |  |  | 1.200000 |  |  | U-SHAPED, CRI=75 |  | N/A | UNSET | N/A | N/A | TRUE | N/A | 0 | N/A | 0 | 0 | 0 | 0 | 0 | UNSET | N/A | N/A | FIXED | N/A | Downlights | UNSET | N/A |  | N/A | N/A | N/A | 0 | L1 | 0 | N/A | N/A | N/A | 0 | UNSET | UNSET | 0 | 0 | 0 | 0 | 0 | [9 empty] | N/A |  |  |  | 23.80.70.11.14.11 |  |  | B3 |  |  |  | 1291.669250 | Lighting - Dwelling Unit | 1 | L42C | 3 |  |  | 3150.000000 | 32 | [8 empty] | Metal - Paint Finish - Dark Gray, Matte | Glass - White, High Luminance | Metal - Chrome
741 | 2CC3 | 0 | 756511 | New Construction | N/A |  | 0 |  | 0 |  | 103137 | Point+HemiSpherical | 45608 |  | 53475 | REF TYPE MARK | 0 | B3 - 610x610mm | 0 | 86906 | 92435,92436,92437,92438,92439,92440,92441,103543,103544,103545,103546,103547,103548,103549,103550,103551 | 3nfyjyjOf1zQfCeH8h9jYH | 1 |  | M_Troffer Light - Parabolic Square:B3 - 610x610mm:B3 - 610x610mm:756511 |  | NO | N/A | 741 | N/A | 16777215 | N/A | N/A | N/A | N/A | N/A |  | 120 V/1-40 VA | N/A | Linked Revit Model : Clinic_A.rvt | UNSET |  |  | Level: Level 2 | UNSET | F | 0 | 2.680000 |  | 430.556417 | 0 | 0.050000 |  |  |  | 1.200000 |  |  | U-SHAPED, CRI=75 |  | N/A | UNSET | N/A | N/A | TRUE | N/A | 0 | N/A | 0 | 0 | 0 | 0 | 0 | UNSET | N/A | N/A | FIXED | N/A | Downlights | UNSET | N/A |  | N/A | N/A | N/A | 0 | L1 | 0 | N/A | N/A | N/A | 0 | UNSET | UNSET | 0 | 0 | 0 | 0 | 0 | [9 empty] | N/A |  |  |  | 23.80.70.11.14.11 |  |  | B3 |  |  |  | 1291.669250 | Lighting - Dwelling Unit | 1 | L42C | 3 |  |  | 3150.000000 | 32 | [8 empty] | Metal - Paint Finish - Dark Gray, Matte | Glass - White, High Luminance | Metal - Chrome
2502 | 2CC3 |  | 984323 | New Construction | N/A | [5 empty] | 103137 |  | 47192 |  | 44418 |  |  | Standard | 0 |  | 102427,102428,102429,102430,102431,102432,103571,103572,103573,103574,103575 | 1ZhgLpwJLD8OCzRSS4hqgX | 1 |  | M_Duplex Receptacle:Standard:Standard:984323 |  |  | N/A | 2502 | N/A |  | N/A | N/A | N/A | N/A | N/A |  | 120 V/1-180 VA | N/A | Linked Revit Model : Clinic_A.rvt | UNSET |  |  | Level: Level 2 |  |  |  | 0.500000 | [7 empty] | 0.460000 |  |  |  |  | N/A | UNSET | N/A | N/A | TRUE | N/A | 0 | N/A | 0 | 0 | 0 | 0 | 0 | UNSET | N/A | N/A | FIXED | N/A | Ground Fault Receptacles | UNSET | N/A |  | N/A | N/A | N/A | 0 | L1 | 0 | N/A | N/A | N/A | 0 | [16 empty] | N/A |  |  |  | 23.80.50.11.17 | [7 empty] | Receptacle |  | N22C | 12 | [5 empty] | 1291.669250 | 0.000000 | 929 | 1937.503875 | TRUE
2534 | 2CC3 |  | 988850 | New Construction | N/A | [5 empty] | 103137 |  | 47224 |  | 44450 |  |  | Standard | 0 |  | 102619,102620,102621,102622,102623,102624,103571,103572,103573,103574,103575 | 1eZwjLgjDFS8ekjwy2b4$L | 1 |  | M_Duplex Receptacle:Standard:Standard:988850 |  |  | N/A | 2534 | N/A |  | N/A | N/A | N/A | N/A | N/A |  | 120 V/1-180 VA | N/A | Linked Revit Model : Clinic_A.rvt | UNSET |  |  | Level: Level 2 |  |  |  | 0.500000 | [7 empty] | 0.460000 |  |  |  |  | N/A | UNSET | N/A | N/A | TRUE | N/A | 0 | N/A | 0 | 0 | 0 | 0 | 0 | UNSET | N/A | N/A | FIXED | N/A | Ground Fault Receptacles | UNSET | N/A |  | N/A | N/A | N/A | 0 | L1 | 0 | N/A | N/A | N/A | 0 | [16 empty] | N/A |  |  |  | 23.80.50.11.17 | [7 empty] | Receptacle |  | N22C | 12 | [5 empty] | 1291.669250 | 0.000000 | 961 | 1937.503875 | TRUE
310 | 2CC4 | 0 | 1213090 | New Construction | N/A | Aluminum-Philips Chloride | 0 | F | 0 | Paint-Philips Chloride-Black | 103241 | Rectangle+Spherical | 46475 | 11 | 53852 | REF TYPE MARK | 0 | X2 | 0 | 86571 | 97975,97982,97989,97996,98003,98010,98017,103169,103170,103171,103172,103173,103174,103175,103176,103177,103216 | 2pPLOtLqj3mvLOgS0jdrAx | 1 | No Photometry Available | Exit Sign - Ceiling_Mount_Double Face:X2:X2:1213090 |  | NO | N/A | 310 | N/A | 16777215 | N/A | N/A | N/A | N/A | N/A | 0.225524 | Luminaire 120 V/1-4 VA | N/A | Linked Revit Model : Clinic_A.rvt | UNSET | 0.336550 | Not Available | Level: Level 2 | UNSET | F | 0 | 2.680000 | Plastic-Philips Chloride-Green | 43.055642 | 0 | 0.609600 | 0.120650 | 0.336550 | 0.225524 | 1.219200 | 12/27 (Dual Voltage - 120/277) | Not Available | LED | 1291.669250 | N/A | UNSET | N/A | N/A | TRUE | N/A | 0 | N/A | 0 | 0 | 0 | 0 | 0 | UNSET | N/A | N/A | FIXED | N/A | Emergency Lighting | UNSET | N/A | D5020200 | N/A | N/A | N/A | 0 | L1 | 0 | N/A | N/A | N/A | 0 | UNSET | UNSET | 0 | 0 | 0 | 0 | 0 | Horizontal | Not Available | Not Available | Not Available | Not Available | Matte Black w/Brushed Aluminum Face | Not Applicable | Green | 2 | N/A | Lighting Equipment | http://www.chloridesys.com/chloride/Chloridefixture.cfm?ID=3748 | http://www.chloridesys.com/chloride/ | 23.80.70.11.21 | CE-11400 | 55 Line LED Die Cast Aluminum Exit - Traditional | X2 | 55LA-2-12/27-G | 55LA-2-12/27-G
311 | 2CC4 | 0 | 1213038 | New Construction | N/A | Aluminum-Philips Chloride | 0 | F | 0 | Paint-Philips Chloride-Black | 103241 | Rectangle+Spherical | 46499 | 16 | 53853 | REF TYPE MARK | 0 | X1 | 0 | 86572 | 98114,98121,98128,98135,98142,98149,98162,103485,103486,103487,103488,103489,103490,103491,103492,103493,103494 | 2pPLOtLqj3mvLOgS0jdr9t | 1 | No Photometry Available | Exit Sign - Ceiling_Mount_Single:X1:X1:1213038 |  | NO | N/A | 311 | N/A | 16777215 | N/A | N/A | N/A | N/A | N/A | 0.225524 | Luminaire 120 V/1-4 VA | N/A | Linked Revit Model : Clinic_A.rvt | UNSET | 0.336550 | Not Available | Level: Level 2 | UNSET | F | 0 | 2.680000 | Plastic-Philips Chloride-Red | 40.902860 | 0 | 0.609600 | 0.120650 | 0.336550 | 0.225524 | 1.219200 | 12/27 (Dual Voltage - 120/277) | Not Available | LED | 1291.669250 | N/A | UNSET | N/A | N/A | TRUE | N/A | 0 | N/A | 0 | 0 | 0 | 0 | 0 | UNSET | N/A | N/A | FIXED | N/A | Emergency Lighting | UNSET | N/A | D5020200 | N/A | N/A | N/A | 0 | L1 | 0 | N/A | N/A | N/A | 0 | UNSET | UNSET | 0 | 0 | 0 | 0 | 0 | Horizontal | Not Available | Not Available | Not Available | Not Available | Matte Black w/Brushed Aluminum Face | Not Applicable | Red | 1 | N/A | Lighting Equipment | http://www.chloridesys.com/chloride/Chloridefixture.cfm?ID=3748 | http://www.chloridesys.com/chloride/ | 23.80.70.11.21 | CE-11400 | 55 Line LED Die Cast Aluminum Exit - Traditional | X1 | 55LA-1-12/27-R | 55LA-1-12/27-R
742 | 2CC4 | 0 | 756519 | New Construction | N/A |  | 0 |  | 0 |  | 103241 | Point+HemiSpherical | 45609 |  | 53476 | REF TYPE MARK | 0 | B3B - 610x610mm | 0 | 86905 | 92442,92443,92444,92445,92446,92447,92448,103533,103534,103535,103536,103537,103538,103539,103540,103541 | 3nfyjyjOf1zQfCeH8h9jYf | 1 |  | M_Troffer Light - Parabolic Square:B3B - 610x610mm:B3B - 610x610mm:756519 |  | YES | N/A | 742 | N/A | 16777215 | N/A | N/A | N/A | N/A | N/A |  | 120 V/1-40 VA | N/A | Linked Revit Model : Clinic_A.rvt | UNSET |  |  | Level: Level 2 | UNSET | F | 0 | 2.680000 |  | 430.556417 | 0 | 0.050000 |  |  |  | 1.200000 |  |  | U-SHAPED, CRI=75 |  | N/A | UNSET | N/A | N/A | TRUE | N/A | 0 | N/A | 0 | 0 | 0 | 0 | 0 | UNSET | N/A | N/A | FIXED | N/A | Downlights | UNSET | N/A |  | N/A | N/A | N/A | 0 | L1 | 0 | N/A | N/A | N/A | 0 | UNSET | UNSET | 0 | 0 | 0 | 0 | 0 | [9 empty] | N/A |  |  |  | 23.80.70.11.14.11 |  |  | B3B |  |  |  | 1291.669250 | Lighting - Dwelling Unit | 1 | L42C | 3 |  |  | 3150.000000 | 32 | [8 empty] | Metal - Paint Finish - Dark Gray, Matte | Glass - White, High Luminance | Metal - Chrome
785 | 2CC4 | 0 | 757715 | New Construction | N/A |  | 0 |  | 0 |  | 103241 | Point+HemiSpherical | 45652 |  | 53519 | REF TYPE MARK | 0 | B3 - 610x610mm | 0 | 86862 | 92743,92744,92745,92746,92747,92748,92749,103543,103544,103545,103546,103547,103548,103549,103550,103551 | 3nfyjyjOf1zQfCeH8h9jnT | 1 |  | M_Troffer Light - Parabolic Square:B3 - 610x610mm:B3 - 610x610mm:757715 |  | NO | N/A | 785 | N/A | 16777215 | N/A | N/A | N/A | N/A | N/A |  | 120 V/1-40 VA | N/A | Linked Revit Model : Clinic_A.rvt | UNSET |  |  | Level: Level 2 | UNSET | F | 0 | 2.680000 |  | 430.556417 | 0 | 0.050000 |  |  |  | 1.200000 |  |  | U-SHAPED, CRI=75 |  | N/A | UNSET | N/A | N/A | TRUE | N/A | 0 | N/A | 0 | 0 | 0 | 0 | 0 | UNSET | N/A | N/A | FIXED | N/A | Downlights | UNSET | N/A |  | N/A | N/A | N/A | 0 | L1 | 0 | N/A | N/A | N/A | 0 | UNSET | UNSET | 0 | 0 | 0 | 0 | 0 | [9 empty] | N/A |  |  |  | 23.80.70.11.14.11 |  |  | B3 |  |  |  | 1291.669250 | Lighting - Dwelling Unit | 1 | L42C | 3 |  |  | 3150.000000 | 32 | [8 empty] | Metal - Paint Finish - Dark Gray, Matte | Glass - White, High Luminance | Metal - Chrome
1432 | 2CC4 |  | 829306 | New Construction | N/A | [5 empty] | 103241 |  | 46119 |  | 43362 |  |  | Single Pole | 0 |  | 95885,95886,95887,95888,95889,95890,103554,103555,103556,103557,103558,103559 | 3q4w0ijjzFuh9My1IanVuu | 1 |  | M_Lighting Switches:Single Pole:Single Pole:829306 |  |  | N/A | 1432 | N/A |  | N/A | N/A | N/A | N/A | N/A |  | 120 V/1-0 VA | N/A | Linked Revit Model : Clinic_A.rvt |  |  |  | Level: Level 2 |  |  |  | 1.200000 |  | 0.000000 | [5 empty] | 1.200000 |  |  |  |  | N/A | UNSET | N/A | N/A | TRUE | N/A | 0 | N/A | 0 | 0 | 0 | 0 | 0 | UNSET | N/A | N/A | FIXED | N/A | Switches | UNSET | N/A |  | N/A | N/A | N/A | 0 | L1 | 0 | N/A | N/A | N/A | 0 | [16 empty] | N/A |  |  |  | 23.80.50.11.14 | [7 empty] | Other |  | L42C | 3 | [5 empty] | 1291.669250 | 0.000000
2448 | 2CC4 |  | 977304 | New Construction | N/A | [5 empty] | 103241 |  | 47138 |  | 44364 |  |  | Standard | 0 |  | 102103,102104,102105,102106,102107,102108,103571,103572,103573,103574,103575 | 1ZhgLpwJLD8OCzRSS4hgOw | 1 |  | M_Duplex Receptacle:Standard:Standard:977304 |  |  | N/A | 2448 | N/A |  | N/A | N/A | N/A | N/A | N/A |  | 120 V/1-180 VA | N/A | Linked Revit Model : Clinic_A.rvt | UNSET |  |  | Level: Level 2 |  |  |  | 0.500000 | [7 empty] | 0.460000 |  |  |  |  | N/A | UNSET | N/A | N/A | TRUE | N/A | 0 | N/A | 0 | 0 | 0 | 0 | 0 | UNSET | N/A | N/A | FIXED | N/A | Ground Fault Receptacles | UNSET | N/A |  | N/A | N/A | N/A | 0 | L1 | 0 | N/A | N/A | N/A | 0 | [16 empty] | N/A |  |  |  | 23.80.50.11.17 | [7 empty] | Receptacle |  | N22C1 | 25 | [5 empty] | 1291.669250 | 0.000000 | 875 | 1937.503875 | TRUE
2450 | 2CC4 |  | 977577 | New Construction | N/A | [5 empty] | 103241 |  | 47140 |  | 44366 |  |  | Standard | 0 |  | 102115,102116,102117,102118,102119,102120,103571,103572,103573,103574,103575 | 1ZhgLpwJLD8OCzRSS4hgKB | 1 |  | M_Duplex Receptacle:Standard:Standard:977577 |  |  | N/A | 2450 | N/A |  | N/A | N/A | N/A | N/A | N/A |  | 120 V/1-180 VA | N/A | Linked Revit Model : Clinic_A.rvt | UNSET |  |  | Level: Level 2 |  |  |  | 0.500000 | [7 empty] | 0.460000 |  |  |  |  | N/A | UNSET | N/A | N/A | TRUE | N/A | 0 | N/A | 0 | 0 | 0 | 0 | 0 | UNSET | N/A | N/A | FIXED | N/A | Ground Fault Receptacles | UNSET | N/A |  | N/A | N/A | N/A | 0 | L1 | 0 | N/A | N/A | N/A | 0 | [16 empty] | N/A |  |  |  | 23.80.50.11.17 | [7 empty] | Receptacle |  | N22C1 | 25 | [5 empty] | 1291.669250 | 0.000000 | 877 | 1937.503875 | TRUE
309 | 2CC2 | 0 | 1213197 | New Construction | N/A | Aluminum-Philips Chloride | 0 | F | 0 | Paint-Philips Chloride-Black | 103136 | Rectangle+Spherical | 46452 | 16 | 53851 | REF TYPE MARK | 0 | X1 | 0 | 86570 | 97824,97831,97838,97857,97864,97871,97878,103485,103486,103487,103488,103489,103490,103491,103492,103493,103494 | 2pPLOtLqj3mvLOgS0jdrCK | 1 | No Photometry Available | Exit Sign - Ceiling_Mount_Single:X1:X1:1213197 |  | NO | N/A | 309 | N/A | 16777215 | N/A | N/A | N/A | N/A | N/A | 0.225524 | Luminaire 120 V/1-4 VA | N/A | Linked Revit Model : Clinic_A.rvt | UNSET | 0.336550 | Not Available | Level: Level 2 | UNSET | F | 0 | 2.680000 | Plastic-Philips Chloride-Red | 40.902860 | 0 | 0.609600 | 0.120650 | 0.336550 | 0.225524 | 1.219200 | 12/27 (Dual Voltage - 120/277) | Not Available | LED | 1291.669250 | N/A | UNSET | N/A | N/A | TRUE | N/A | 0 | N/A | 0 | 0 | 0 | 0 | 0 | UNSET | N/A | N/A | FIXED | N/A | Emergency Lighting | UNSET | N/A | D5020200 | N/A | N/A | N/A | 0 | L1 | 0 | N/A | N/A | N/A | 0 | UNSET | UNSET | 0 | 0 | 0 | 0 | 0 | Horizontal | Not Available | Not Available | Not Available | Not Available | Matte Black w/Brushed Aluminum Face | Not Applicable | Red | 1 | N/A | Lighting Equipment | http://www.chloridesys.com/chloride/Chloridefixture.cfm?ID=3748 | http://www.chloridesys.com/chloride/ | 23.80.70.11.21 | CE-11400 | 55 Line LED Die Cast Aluminum Exit - Traditional | X1 | 55LA-1-12/27-R | 55LA-1-12/27-R
736 | 2CC2 | 0 | 756467 | New Construction | N/A |  | 0 |  | 0 |  | 103136 | Point+HemiSpherical | 45603 |  | 53470 | REF TYPE MARK | 0 | B3 - 610x610mm | 0 | 86911 | 92400,92401,92402,92403,92404,92405,92406,103543,103544,103545,103546,103547,103548,103549,103550,103551 | 3nfyjyjOf1zQfCeH8h9jbz | 1 |  | M_Troffer Light - Parabolic Square:B3 - 610x610mm:B3 - 610x610mm:756467 |  | NO | N/A | 736 | N/A | 16777215 | N/A | N/A | N/A | N/A | N/A |  | 120 V/1-40 VA | N/A | Linked Revit Model : Clinic_A.rvt | UNSET |  |  | Level: Level 2 | UNSET | F | 0 | 2.680000 |  | 430.556417 | 0 | 0.050000 |  |  |  | 1.200000 |  |  | U-SHAPED, CRI=75 |  | N/A | UNSET | N/A | N/A | TRUE | N/A | 0 | N/A | 0 | 0 | 0 | 0 | 0 | UNSET | N/A | N/A | FIXED | N/A | Downlights | UNSET | N/A |  | N/A | N/A | N/A | 0 | L1 | 0 | N/A | N/A | N/A | 0 | UNSET | UNSET | 0 | 0 | 0 | 0 | 0 | [9 empty] | N/A |  |  |  | 23.80.70.11.14.11 |  |  | B3 |  |  |  | 1291.669250 | Lighting - Dwelling Unit | 1 | L42C | 3 |  |  | 3150.000000 | 32 | [8 empty] | Metal - Paint Finish - Dark Gray, Matte | Glass - White, High Luminance | Metal - Chrome
737 | 2CC2 | 0 | 756475 | New Construction | N/A |  | 0 |  | 0 |  | 103136 | Point+HemiSpherical | 45604 |  | 53471 | REF TYPE MARK | 0 | B3 - 610x610mm | 0 | 86910 | 92407,92408,92409,92410,92411,92412,92413,103543,103544,103545,103546,103547,103548,103549,103550,103551 | 3nfyjyjOf1zQfCeH8h9jbr | 1 |  | M_Troffer Light - Parabolic Square:B3 - 610x610mm:B3 - 610x610mm:756475 |  | NO | N/A | 737 | N/A | 16777215 | N/A | N/A | N/A | N/A | N/A |  | 120 V/1-40 VA | N/A | Linked Revit Model : Clinic_A.rvt | UNSET |  |  | Level: Level 2 | UNSET | F | 0 | 2.680000 |  | 430.556417 | 0 | 0.050000 |  |  |  | 1.200000 |  |  | U-SHAPED, CRI=75 |  | N/A | UNSET | N/A | N/A | TRUE | N/A | 0 | N/A | 0 | 0 | 0 | 0 | 0 | UNSET | N/A | N/A | FIXED | N/A | Downlights | UNSET | N/A |  | N/A | N/A | N/A | 0 | L1 | 0 | N/A | N/A | N/A | 0 | UNSET | UNSET | 0 | 0 | 0 | 0 | 0 | [9 empty] | N/A |  |  |  | 23.80.70.11.14.11 |  |  | B3 |  |  |  | 1291.669250 | Lighting - Dwelling Unit | 1 | L42C | 3 |  |  | 3150.000000 | 32 | [8 empty] | Metal - Paint Finish - Dark Gray, Matte | Glass - White, High Luminance | Metal - Chrome
738 | 2CC2 | 0 | 756483 | New Construction | N/A |  | 0 |  | 0 |  | 103136 | Point+HemiSpherical | 45605 |  | 53472 | REF TYPE MARK | 0 | B3B - 610x610mm | 0 | 86909 | 92414,92415,92416,92417,92418,92419,92420,103533,103534,103535,103536,103537,103538,103539,103540,103541 | 3nfyjyjOf1zQfCeH8h9jYD | 1 |  | M_Troffer Light - Parabolic Square:B3B - 610x610mm:B3B - 610x610mm:756483 |  | YES | N/A | 738 | N/A | 16777215 | N/A | N/A | N/A | N/A | N/A |  | 120 V/1-40 VA | N/A | Linked Revit Model : Clinic_A.rvt | UNSET |  |  | Level: Level 2 | UNSET | F | 0 | 2.680000 |  | 430.556417 | 0 | 0.050000 |  |  |  | 1.200000 |  |  | U-SHAPED, CRI=75 |  | N/A | UNSET | N/A | N/A | TRUE | N/A | 0 | N/A | 0 | 0 | 0 | 0 | 0 | UNSET | N/A | N/A | FIXED | N/A | Downlights | UNSET | N/A |  | N/A | N/A | N/A | 0 | L1 | 0 | N/A | N/A | N/A | 0 | UNSET | UNSET | 0 | 0 | 0 | 0 | 0 | [9 empty] | N/A |  |  |  | 23.80.70.11.14.11 |  |  | B3B |  |  |  | 1291.669250 | Lighting - Dwelling Unit | 1 | L42C | 3 |  |  | 3150.000000 | 32 | [8 empty] | Metal - Paint Finish - Dark Gray, Matte | Glass - White, High Luminance | Metal - Chrome
2535 | 2CC2 |  | 988882 | New Construction | N/A | [5 empty] | 103136 |  | 47225 |  | 44451 |  |  | Standard | 0 |  | 102625,102626,102627,102628,102629,102630,103571,103572,103573,103574,103575 | 1eZwjLgjDFS8ekjwy2b4_r | 1 |  | M_Duplex Receptacle:Standard:Standard:988882 |  |  | N/A | 2535 | N/A |  | N/A | N/A | N/A | N/A | N/A |  | 120 V/1-180 VA | N/A | Linked Revit Model : Clinic_A.rvt | UNSET |  |  | Level: Level 2 |  |  |  | 0.500000 | [7 empty] | 0.460000 |  |  |  |  | N/A | UNSET | N/A | N/A | TRUE | N/A | 0 | N/A | 0 | 0 | 0 | 0 | 0 | UNSET | N/A | N/A | FIXED | N/A | Ground Fault Receptacles | UNSET | N/A |  | N/A | N/A | N/A | 0 | L1 | 0 | N/A | N/A | N/A | 0 | [16 empty] | N/A |  |  |  | 23.80.50.11.17 | [7 empty] | Receptacle |  | N22C | 12 | [5 empty] | 1291.669250 | 0.000000 | 962 | 1937.503875 | TRUE
893 | 2D01 | 0 | 767675 | New Construction | N/A |  | 0 |  | 0 |  | 103158 | Point+HemiSpherical | 45760 |  | 53627 | REF TYPE MARK | 0 | B1 - 0610x1219mm | 0 | 86754 | 93499,93500,93501,93502,93503,93504,93505,103561,103562,103563,103564,103565,103566,103567,103568,103569 | 0JgsfCYlfF8eoLvc_NMhQ_ | 1 |  | M_Troffer Light - Parabolic Rectangular:B1 - 0610x1219mm:B1 - 0610x1219mm:767675 |  | NO | N/A | 893 | N/A | 16777215 | N/A | N/A | N/A | N/A | N/A |  | 120 V/1-80 VA | N/A | Linked Revit Model : Clinic_A.rvt | UNSET |  |  | Level: Level 2 | UNSET | F | 0 | 2.680000 |  | 861.112833 | 0 | 0.050000 |  |  |  | 1.200000 |  |  | T8, 1219mm, RAPID START, CRI=75 |  | N/A | UNSET | N/A | N/A | TRUE | N/A | 0 | N/A | 0 | 0 | 0 | 0 | 0 | UNSET | N/A | N/A | FIXED | N/A | Downlights | UNSET | N/A | D5020210 | N/A | N/A | N/A | 0 | L1 | 0 | N/A | N/A | N/A | 0 | UNSET | UNSET | 0 | 0 | 0 | 0 | 0 | [9 empty] | N/A | Lighting - Fluorescent |  |  | 23.80.70.11.14.11 |  |  | B1 |  |  |  | 1291.669250 | Lighting - Dwelling Unit | 1 | L42B | 2 |  |  | 2900.000000 | 32 | [8 empty] | Metal - Paint Finish - Dark Gray, Matte | Glass - White, High Luminance | Metal - Chrome
1480 | 2D01 |  | 840501 | New Construction | N/A | [5 empty] | 103158 |  | 46168 |  | 43411 |  |  | Single Pole | 0 |  | 96179,96180,96181,96182,96183,96184,103554,103555,103556,103557,103558,103559 | 050aEzwQLErOVNO9YHe8rc | 1 |  | M_Lighting Switches:Single Pole:Single Pole:840501 |  |  | N/A | 1480 | N/A |  | N/A | N/A | N/A | N/A | N/A |  | 120 V/1-0 VA | N/A | Linked Revit Model : Clinic_A.rvt |  |  |  | Level: Level 2 |  |  |  | 1.200000 |  | 0.000000 | [5 empty] | 1.200000 |  |  |  |  | N/A | UNSET | N/A | N/A | TRUE | N/A | 0 | N/A | 0 | 0 | 0 | 0 | 0 | UNSET | N/A | N/A | FIXED | N/A | Switches | UNSET | N/A |  | N/A | N/A | N/A | 0 | L1 | 0 | N/A | N/A | N/A | 0 | [16 empty] | N/A |  |  |  | 23.80.50.11.14 | [7 empty] | Other |  | L42B | 2 | [5 empty] | 1291.669250 | 0.000000
2224 | 2D01 |  | 953381 | New Construction | N/A | [5 empty] | 103158 |  | 46914 |  | 44140 |  |  | Standard | 0 |  | 100759,100760,100761,100762,100763,100764,103571,103572,103573,103574,103575 | 3e_9ViPQjBmuUesehp3VnC | 1 |  | M_Duplex Receptacle:Standard:Standard:953381 |  |  | N/A | 2224 | N/A |  | N/A | N/A | N/A | N/A | N/A |  | 120 V/1-180 VA | N/A | Linked Revit Model : Clinic_A.rvt | UNSET |  |  | Level: Level 2 |  |  |  | 0.500000 | [7 empty] | 0.460000 |  |  |  |  | N/A | UNSET | N/A | N/A | TRUE | N/A | 0 | N/A | 0 | 0 | 0 | 0 | 0 | UNSET | N/A | N/A | FIXED | N/A | Ground Fault Receptacles | UNSET | N/A |  | N/A | N/A | N/A | 0 | L1 | 0 | N/A | N/A | N/A | 0 | [16 empty] | N/A |  |  |  | 23.80.50.11.17 | [7 empty] | Receptacle |  | N22B | 26 | [5 empty] | 1291.669250 | 0.000000 | 651 | 1937.503875 | TRUE
2226 | 2D01 |  | 953627 | New Construction | N/A | [5 empty] | 103158 |  | 46916 |  | 44142 |  |  | Standard | 0 |  | 100771,100772,100773,100774,100775,100776,103571,103572,103573,103574,103575 | 3e_9ViPQjBmuUesehp3Vro | 1 |  | M_Duplex Receptacle:Standard:Standard:953627 |  |  | N/A | 2226 | N/A |  | N/A | N/A | N/A | N/A | N/A |  | 120 V/1-180 VA | N/A | Linked Revit Model : Clinic_A.rvt | UNSET |  |  | Level: Level 2 |  |  |  | 0.500000 | [7 empty] | 0.460000 |  |  |  |  | N/A | UNSET | N/A | N/A | TRUE | N/A | 0 | N/A | 0 | 0 | 0 | 0 | 0 | UNSET | N/A | N/A | FIXED | N/A | Ground Fault Receptacles | UNSET | N/A |  | N/A | N/A | N/A | 0 | L1 | 0 | N/A | N/A | N/A | 0 | [16 empty] | N/A |  |  |  | 23.80.50.11.17 | [7 empty] | Receptacle |  | N22B | 26 | [5 empty] | 1291.669250 | 0.000000 | 653 | 1937.503875 | TRUE
2227 | 2D01 |  | 953710 | New Construction | N/A | [5 empty] | 103158 |  | 46917 |  | 44143 |  |  | Standard | 0 |  | 100777,100778,100779,100780,100781,100782,103571,103572,103573,103574,103575 | 3e_9ViPQjBmuUesehp3Vq7 | 1 |  | M_Duplex Receptacle:Standard:Standard:953710 |  |  | N/A | 2227 | N/A |  | N/A | N/A | N/A | N/A | N/A |  | 120 V/1-180 VA | N/A | Linked Revit Model : Clinic_A.rvt | UNSET |  |  | Level: Level 2 |  |  |  | 0.500000 | [7 empty] | 0.460000 |  |  |  |  | N/A | UNSET | N/A | N/A | TRUE | N/A | 0 | N/A | 0 | 0 | 0 | 0 | 0 | UNSET | N/A | N/A | FIXED | N/A | Ground Fault Receptacles | UNSET | N/A |  | N/A | N/A | N/A | 0 | L1 | 0 | N/A | N/A | N/A | 0 | [16 empty] | N/A |  |  |  | 23.80.50.11.17 | [7 empty] | Receptacle |  | N22B | 26 | [5 empty] | 1291.669250 | 0.000000 | 654 | 1937.503875 | TRUE
2228 | 2D01 |  | 953846 | New Construction | N/A | [5 empty] | 103158 |  | 46918 |  | 44144 |  |  | Standard | 0 |  | 100783,100784,100785,100786,100787,100788,103571,103572,103573,103574,103575 | 3e_9ViPQjBmuUesehp3VsV | 1 |  | M_Duplex Receptacle:Standard:Standard:953846 |  |  | N/A | 2228 | N/A |  | N/A | N/A | N/A | N/A | N/A |  | 120 V/1-180 VA | N/A | Linked Revit Model : Clinic_A.rvt | UNSET |  |  | Level: Level 2 |  |  |  | 0.500000 | [7 empty] | 0.460000 |  |  |  |  | N/A | UNSET | N/A | N/A | TRUE | N/A | 0 | N/A | 0 | 0 | 0 | 0 | 0 | UNSET | N/A | N/A | FIXED | N/A | Ground Fault Receptacles | UNSET | N/A |  | N/A | N/A | N/A | 0 | L1 | 0 | N/A | N/A | N/A | 0 | [16 empty] | N/A |  |  |  | 23.80.50.11.17 | [7 empty] | Receptacle |  | N22B | 26 | [5 empty] | 1291.669250 | 0.000000 | 655 | 1937.503875 | TRUE
894 | 2D02 | 0 | 767811 | New Construction | N/A |  | 0 |  | 0 |  | 103135 | Point+HemiSpherical | 45761 |  | 53628 | REF TYPE MARK | 0 | B1 - 0610x1219mm | 0 | 86753 | 93506,93507,93508,93509,93510,93511,93512,103561,103562,103563,103564,103565,103566,103567,103568,103569 | 0JgsfCYlfF8eoLvc_NMhT6 | 1 |  | M_Troffer Light - Parabolic Rectangular:B1 - 0610x1219mm:B1 - 0610x1219mm:767811 |  | NO | N/A | 894 | N/A | 16777215 | N/A | N/A | N/A | N/A | N/A |  | 120 V/1-80 VA | N/A | Linked Revit Model : Clinic_A.rvt | UNSET |  |  | Level: Level 2 | UNSET | F | 0 | 2.680000 |  | 861.112833 | 0 | 0.050000 |  |  |  | 1.200000 |  |  | T8, 1219mm, RAPID START, CRI=75 |  | N/A | UNSET | N/A | N/A | TRUE | N/A | 0 | N/A | 0 | 0 | 0 | 0 | 0 | UNSET | N/A | N/A | FIXED | N/A | Downlights | UNSET | N/A | D5020210 | N/A | N/A | N/A | 0 | L1 | 0 | N/A | N/A | N/A | 0 | UNSET | UNSET | 0 | 0 | 0 | 0 | 0 | [9 empty] | N/A | Lighting - Fluorescent |  |  | 23.80.70.11.14.11 |  |  | B1 |  |  |  | 1291.669250 | Lighting - Dwelling Unit | 1 | L42B | 2 |  |  | 2900.000000 | 32 | [8 empty] | Metal - Paint Finish - Dark Gray, Matte | Glass - White, High Luminance | Metal - Chrome
1479 | 2D02 |  | 840473 | New Construction | N/A | [5 empty] | 103135 |  | 46167 |  | 43410 |  |  | Single Pole | 0 |  | 96173,96174,96175,96176,96177,96178,103554,103555,103556,103557,103558,103559 | 050aEzwQLErOVNO9YHe8rA | 1 |  | M_Lighting Switches:Single Pole:Single Pole:840473 |  |  | N/A | 1479 | N/A |  | N/A | N/A | N/A | N/A | N/A |  | 120 V/1-0 VA | N/A | Linked Revit Model : Clinic_A.rvt |  |  |  | Level: Level 2 |  |  |  | 1.200000 |  | 0.000000 | [5 empty] | 1.200000 |  |  |  |  | N/A | UNSET | N/A | N/A | TRUE | N/A | 0 | N/A | 0 | 0 | 0 | 0 | 0 | UNSET | N/A | N/A | FIXED | N/A | Switches | UNSET | N/A |  | N/A | N/A | N/A | 0 | L1 | 0 | N/A | N/A | N/A | 0 | [16 empty] | N/A |  |  |  | 23.80.50.11.14 | [7 empty] | Other |  | L42B | 2 | [5 empty] | 1291.669250 | 0.000000
2229 | 2D02 |  | 953911 | New Construction | N/A | [5 empty] | 103135 |  | 46919 |  | 44145 |  |  | Standard | 0 |  | 100789,100790,100791,100792,100793,100794,103571,103572,103573,103574,103575 | 3e_9ViPQjBmuUesehp3VvU | 1 |  | M_Duplex Receptacle:Standard:Standard:953911 |  |  | N/A | 2229 | N/A |  | N/A | N/A | N/A | N/A | N/A |  | 120 V/1-180 VA | N/A | Linked Revit Model : Clinic_A.rvt | UNSET |  |  | Level: Level 2 |  |  |  | 0.500000 | [7 empty] | 0.460000 |  |  |  |  | N/A | UNSET | N/A | N/A | TRUE | N/A | 0 | N/A | 0 | 0 | 0 | 0 | 0 | UNSET | N/A | N/A | FIXED | N/A | Ground Fault Receptacles | UNSET | N/A |  | N/A | N/A | N/A | 0 | L1 | 0 | N/A | N/A | N/A | 0 | [16 empty] | N/A |  |  |  | 23.80.50.11.17 | [7 empty] | Receptacle |  | N22B | 24 | [5 empty] | 1291.669250 | 0.000000 | 656 | 1937.503875 | TRUE
2230 | 2D02 |  | 953995 | New Construction | N/A | [5 empty] | 103135 |  | 46920 |  | 44146 |  |  | Standard | 0 |  | 100795,100796,100797,100798,100799,100800,103571,103572,103573,103574,103575 | 3e_9ViPQjBmuUesehp3VxY | 1 |  | M_Duplex Receptacle:Standard:Standard:953995 |  |  | N/A | 2230 | N/A |  | N/A | N/A | N/A | N/A | N/A |  | 120 V/1-180 VA | N/A | Linked Revit Model : Clinic_A.rvt | UNSET |  |  | Level: Level 2 |  |  |  | 0.500000 | [7 empty] | 0.460000 |  |  |  |  | N/A | UNSET | N/A | N/A | TRUE | N/A | 0 | N/A | 0 | 0 | 0 | 0 | 0 | UNSET | N/A | N/A | FIXED | N/A | Ground Fault Receptacles | UNSET | N/A |  | N/A | N/A | N/A | 0 | L1 | 0 | N/A | N/A | N/A | 0 | [16 empty] | N/A |  |  |  | 23.80.50.11.17 | [7 empty] | Receptacle |  | N22B | 24 | [5 empty] | 1291.669250 | 0.000000 | 657 | 1937.503875 | TRUE
2231 | 2D02 |  | 954079 | New Construction | N/A | [5 empty] | 103135 |  | 46921 |  | 44147 |  |  | Standard | 0 |  | 100801,100802,100803,100804,100805,100806,103571,103572,103573,103574,103575 | 3e_9ViPQjBmuUesehp3Vws | 1 |  | M_Duplex Receptacle:Standard:Standard:954079 |  |  | N/A | 2231 | N/A |  | N/A | N/A | N/A | N/A | N/A |  | 120 V/1-180 VA | N/A | Linked Revit Model : Clinic_A.rvt | UNSET |  |  | Level: Level 2 |  |  |  | 0.500000 | [7 empty] | 0.460000 |  |  |  |  | N/A | UNSET | N/A | N/A | TRUE | N/A | 0 | N/A | 0 | 0 | 0 | 0 | 0 | UNSET | N/A | N/A | FIXED | N/A | Ground Fault Receptacles | UNSET | N/A |  | N/A | N/A | N/A | 0 | L1 | 0 | N/A | N/A | N/A | 0 | [16 empty] | N/A |  |  |  | 23.80.50.11.17 | [7 empty] | Receptacle |  | N22B | 24 | [5 empty] | 1291.669250 | 0.000000 | 658 | 1937.503875 | TRUE
888 | 2D03 | 0 | 767247 | New Construction | N/A |  | 0 |  | 0 |  | 103264 | Point+HemiSpherical | 45755 |  | 53622 | REF TYPE MARK | 0 | B1 - 0610x1219mm | 0 | 86759 | 93464,93465,93466,93467,93468,93469,93470,103561,103562,103563,103564,103565,103566,103567,103568,103569 | 0JgsfCYlfF8eoLvc_NMhKA | 1 |  | M_Troffer Light - Parabolic Rectangular:B1 - 0610x1219mm:B1 - 0610x1219mm:767247 |  | NO | N/A | 888 | N/A | 16777215 | N/A | N/A | N/A | N/A | N/A |  | 120 V/1-80 VA | N/A | <not associated> | UNSET |  |  | Level: Level 2 | UNSET | F | 0 | 2.680000 |  | 861.112833 | 0 | 0.050000 |  |  |  | 1.200000 |  |  | T8, 1219mm, RAPID START, CRI=75 |  | N/A | UNSET | N/A | N/A | TRUE | N/A | 0 | N/A | 0 | 0 | 0 | 0 | 0 | UNSET | N/A | N/A | FIXED | N/A | Downlights | UNSET | N/A | D5020210 | N/A | N/A | N/A | 0 | L1 | 0 | N/A | N/A | N/A | 0 | UNSET | UNSET | 0 | 0 | 0 | 0 | 0 | [9 empty] | N/A | Lighting - Fluorescent |  |  | 23.80.70.11.14.11 |  |  | B1 |  |  |  | 1291.669250 | Lighting - Dwelling Unit | 1 | L42B | 2 |  |  | 2900.000000 | 32 | [8 empty] | Metal - Paint Finish - Dark Gray, Matte | Glass - White, High Luminance | Metal - Chrome
889 | 2D03 | 0 | 767338 | New Construction | N/A |  | 0 |  | 0 |  | 103264 | Point+HemiSpherical | 45756 |  | 53623 | REF TYPE MARK | 0 | B1 - 0610x1219mm | 0 | 86758 | 93471,93472,93473,93474,93475,93476,93477,103561,103562,103563,103564,103565,103566,103567,103568,103569 | 0JgsfCYlfF8eoLvc_NMhLl | 1 |  | M_Troffer Light - Parabolic Rectangular:B1 - 0610x1219mm:B1 - 0610x1219mm:767338 |  | NO | N/A | 889 | N/A | 16777215 | N/A | N/A | N/A | N/A | N/A |  | 120 V/1-80 VA | N/A | Linked Revit Model : Clinic_A.rvt | UNSET |  |  | Level: Level 2 | UNSET | F | 0 | 2.680000 |  | 861.112833 | 0 | 0.050000 |  |  |  | 1.200000 |  |  | T8, 1219mm, RAPID START, CRI=75 |  | N/A | UNSET | N/A | N/A | TRUE | N/A | 0 | N/A | 0 | 0 | 0 | 0 | 0 | UNSET | N/A | N/A | FIXED | N/A | Downlights | UNSET | N/A | D5020210 | N/A | N/A | N/A | 0 | L1 | 0 | N/A | N/A | N/A | 0 | UNSET | UNSET | 0 | 0 | 0 | 0 | 0 | [9 empty] | N/A | Lighting - Fluorescent |  |  | 23.80.70.11.14.11 |  |  | B1 |  |  |  | 1291.669250 | Lighting - Dwelling Unit | 1 | L42B | 2 |  |  | 2900.000000 | 32 | [8 empty] | Metal - Paint Finish - Dark Gray, Matte | Glass - White, High Luminance | Metal - Chrome
1006 | 2D03 | 0 | 782392 | New Construction | N/A |  | 0 |  | 0 |  | 103264 | Point+HemiSpherical | 45934 |  | 53800 | REF TYPE MARK | 0 | M250 | 0 | 86641 | 90422,90423,90431,90432,90440,90441,90449,90450,94733,94734,94735,94736,94737,94738,94739,102920 | 0yuotxu8DEgv2qMIt$xKUD | 1 |  | M_Surface Mounted Light:M250:M250:782392 |  | NO | N/A | 1006 | N/A | 16777215 | N/A | N/A | N/A | N/A | N/A |  | 120 V/1-150 VA | N/A | Linked Revit Model : Clinic_A.rvt | UNSET |  |  | Level: Level 2 | UNSET | F | 0 | 2.680000 |  | 1614.586563 | 0 | 0.050000 |  |  |  | 1.200000 |  |  | METAL HALIDE |  | N/A | UNSET | N/A | N/A | TRUE | N/A | 0 | N/A | 0 | 0 | 0 | 0 | 0 | UNSET | N/A | N/A | FIXED | N/A | General Luminaries, Non Directional | UNSET | N/A |  | N/A | N/A | N/A | 0 | L1 | 0 | N/A | N/A | N/A | 0 | UNSET | UNSET | 0 | 0 | 0 | 0 | 0 | [9 empty] | N/A |  |  |  | 23.80.70.11.11 |  |  | M250 |  |  |  | 1291.669250 | Lighting - Dwelling Unit | 1 | L42B | 2 |  |  | 20500.000000 | 250 | [9 empty] | Glass - White, High Luminance |  | 2.400000 | 0.100000 | Metal - Paint Finish - Ivory, Glossy | Metal - Paint Finish - Ivory, Glossy
1007 | 2D03 | 0 | 782453 | New Construction | N/A |  | 0 |  | 0 |  | 103264 | Point+HemiSpherical | 45935 |  | 53801 | REF TYPE MARK | 0 | M400 | 0 | 86640 | 94741,94742,94743,94744,94745,94746,94747,103056,103057,103058,103059,103060,103061,103062,103063,103083 | 0yuotxu8DEgv2qMIt$xKV0 | 1 |  | M_Surface Mounted Light:M400:M400:782453 |  | NO | N/A | 1007 | N/A | 16777215 | N/A | N/A | N/A | N/A | N/A |  | 120 V/1-150 VA | N/A | <not associated> | UNSET |  |  | Level: Level 2 | UNSET | F | 0 | 2.800000 |  | 1614.586563 | 0 | 0.050000 |  |  |  | 1.200000 |  |  | METAL HALIDE |  | N/A | UNSET | N/A | N/A | TRUE | N/A | 0 | N/A | 0 | 0 | 0 | 0 | 0 | UNSET | N/A | N/A | FIXED | N/A | General Luminaries, Non Directional | UNSET | N/A |  | N/A | N/A | N/A | 0 | L1 | 0 | N/A | N/A | N/A | 0 | UNSET | UNSET | 0 | 0 | 0 | 0 | 0 | [9 empty] | N/A |  |  |  | 23.80.70.11.11 |  |  | M400 |  |  |  | 1291.669250 | Lighting - Dwelling Unit | 1 | L42B | 2 |  |  | 36000.000000 | 400 | [9 empty] | Glass - White, High Luminance |  | 2.400000 | 0.100000 | Metal - Paint Finish - Ivory, Glossy | Metal - Paint Finish - Ivory, Glossy
2232 | 2D03 |  | 954153 | New Construction | N/A | [5 empty] | 103264 |  | 46922 |  | 44148 |  |  | Standard | 0 |  | 100807,100808,100809,100810,100811,100812,103571,103572,103573,103574,103575 | 3e_9ViPQjBmuUesehp3Vz0 | 1 |  | M_Duplex Receptacle:Standard:Standard:954153 |  |  | N/A | 2232 | N/A |  | N/A | N/A | N/A | N/A | N/A |  | 120 V/1-180 VA | N/A | Linked Revit Model : Clinic_A.rvt | UNSET |  |  | Level: Level 2 |  |  |  | 0.500000 | [7 empty] | 0.460000 |  |  |  |  | N/A | UNSET | N/A | N/A | TRUE | N/A | 0 | N/A | 0 | 0 | 0 | 0 | 0 | UNSET | N/A | N/A | FIXED | N/A | Ground Fault Receptacles | UNSET | N/A |  | N/A | N/A | N/A | 0 | L1 | 0 | N/A | N/A | N/A | 0 | [16 empty] | N/A |  |  |  | 23.80.50.11.17 | [7 empty] | Receptacle |  | N22B | 28 | [5 empty] | 1291.669250 | 0.000000 | 659 | 1937.503875 | TRUE
2233 | 2D03 |  | 954208 | New Construction | N/A | [5 empty] | 103264 |  | 46923 |  | 44149 |  |  | Standard | 0 |  | 100813,100814,100815,100816,100817,100818,103571,103572,103573,103574,103575 | 3e_9ViPQjBmuUesehp3Vy9 | 1 |  | M_Duplex Receptacle:Standard:Standard:954208 |  |  | N/A | 2233 | N/A |  | N/A | N/A | N/A | N/A | N/A |  | 120 V/1-180 VA | N/A | Linked Revit Model : Clinic_A.rvt | UNSET |  |  | Level: Level 2 |  |  |  | 0.500000 | [7 empty] | 0.460000 |  |  |  |  | N/A | UNSET | N/A | N/A | TRUE | N/A | 0 | N/A | 0 | 0 | 0 | 0 | 0 | UNSET | N/A | N/A | FIXED | N/A | Ground Fault Receptacles | UNSET | N/A |  | N/A | N/A | N/A | 0 | L1 | 0 | N/A | N/A | N/A | 0 | [16 empty] | N/A |  |  |  | 23.80.50.11.17 | [7 empty] | Receptacle |  | N22B | 28 | [5 empty] | 1291.669250 | 0.000000 | 660 | 1937.503875 | TRUE
2234 | 2D03 |  | 954251 | New Construction | N/A | [5 empty] | 103264 |  | 46924 |  | 44150 |  |  | Standard | 0 |  | 100819,100820,100821,100822,100823,100824,103571,103572,103573,103574,103575 | 3e_9ViPQjBmuUesehp3V$Y | 1 |  | M_Duplex Receptacle:Standard:Standard:954251 |  |  | N/A | 2234 | N/A |  | N/A | N/A | N/A | N/A | N/A |  | 120 V/1-180 VA | N/A | Linked Revit Model : Clinic_A.rvt | UNSET |  |  | Level: Level 2 |  |  |  | 0.500000 | [7 empty] | 0.460000 |  |  |  |  | N/A | UNSET | N/A | N/A | TRUE | N/A | 0 | N/A | 0 | 0 | 0 | 0 | 0 | UNSET | N/A | N/A | FIXED | N/A | Ground Fault Receptacles | UNSET | N/A |  | N/A | N/A | N/A | 0 | L1 | 0 | N/A | N/A | N/A | 0 | [16 empty] | N/A |  |  |  | 23.80.50.11.17 | [7 empty] | Receptacle |  | N22B | 28 | [5 empty] | 1291.669250 | 0.000000 | 661 | 1937.503875 | TRUE
2235 | 2D03 |  | 954399 | New Construction | N/A | [5 empty] | 103264 |  | 46925 |  | 44151 |  |  | Standard | 0 |  | 100825,100826,100827,100828,100829,100830,103571,103572,103573,103574,103575 | 3e_9ViPQjBmuUesehp3U1s | 1 |  | M_Duplex Receptacle:Standard:Standard:954399 |  |  | N/A | 2235 | N/A |  | N/A | N/A | N/A | N/A | N/A |  | 120 V/1-180 VA | N/A | Linked Revit Model : Clinic_A.rvt | UNSET |  |  | Level: Level 2 |  |  |  | 0.500000 | [7 empty] | 0.460000 |  |  |  |  | N/A | UNSET | N/A | N/A | TRUE | N/A | 0 | N/A | 0 | 0 | 0 | 0 | 0 | UNSET | N/A | N/A | FIXED | N/A | Ground Fault Receptacles | UNSET | N/A |  | N/A | N/A | N/A | 0 | L1 | 0 | N/A | N/A | N/A | 0 | [16 empty] | N/A |  |  |  | 23.80.50.11.17 | [7 empty] | Receptacle |  | N22B | 28 | [5 empty] | 1291.669250 | 0.000000 | 662 | 1937.503875 | TRUE
890 | 2D04 | 0 | 767412 | New Construction | N/A |  | 0 |  | 0 |  | 103371 | Point+HemiSpherical | 45757 |  | 53624 | REF TYPE MARK | 0 | B1 - 0610x1219mm | 0 | 86757 | 93478,93479,93480,93481,93482,93483,93484,103561,103562,103563,103564,103565,103566,103567,103568,103569 | 0JgsfCYlfF8eoLvc_NMhMn | 1 |  | M_Troffer Light - Parabolic Rectangular:B1 - 0610x1219mm:B1 - 0610x1219mm:767412 |  | NO | N/A | 890 | N/A | 16777215 | N/A | N/A | N/A | N/A | N/A |  | 120 V/1-80 VA | N/A | Linked Revit Model : Clinic_A.rvt | UNSET |  |  | Level: Level 2 | UNSET | F | 0 | 2.680000 |  | 861.112833 | 0 | 0.050000 |  |  |  | 1.200000 |  |  | T8, 1219mm, RAPID START, CRI=75 |  | N/A | UNSET | N/A | N/A | TRUE | N/A | 0 | N/A | 0 | 0 | 0 | 0 | 0 | UNSET | N/A | N/A | FIXED | N/A | Downlights | UNSET | N/A | D5020210 | N/A | N/A | N/A | 0 | L1 | 0 | N/A | N/A | N/A | 0 | UNSET | UNSET | 0 | 0 | 0 | 0 | 0 | [9 empty] | N/A | Lighting - Fluorescent |  |  | 23.80.70.11.14.11 |  |  | B1 |  |  |  | 1291.669250 | Lighting - Dwelling Unit | 1 | L42B | 2 |  |  | 2900.000000 | 32 | [8 empty] | Metal - Paint Finish - Dark Gray, Matte | Glass - White, High Luminance | Metal - Chrome
891 | 2D04 | 0 | 767463 | New Construction | N/A |  | 0 |  | 0 |  | 103371 | Point+HemiSpherical | 45758 |  | 53625 | REF TYPE MARK | 0 | B1 - 0610x1219mm | 0 | 86756 | 93485,93486,93487,93488,93489,93490,93491,103561,103562,103563,103564,103565,103566,103567,103568,103569 | 0JgsfCYlfF8eoLvc_NMhNY | 1 |  | M_Troffer Light - Parabolic Rectangular:B1 - 0610x1219mm:B1 - 0610x1219mm:767463 |  | NO | N/A | 891 | N/A | 16777215 | N/A | N/A | N/A | N/A | N/A |  | 120 V/1-80 VA | N/A | Linked Revit Model : Clinic_A.rvt | UNSET |  |  | Level: Level 2 | UNSET | F | 0 | 2.680000 |  | 861.112833 | 0 | 0.050000 |  |  |  | 1.200000 |  |  | T8, 1219mm, RAPID START, CRI=75 |  | N/A | UNSET | N/A | N/A | TRUE | N/A | 0 | N/A | 0 | 0 | 0 | 0 | 0 | UNSET | N/A | N/A | FIXED | N/A | Downlights | UNSET | N/A | D5020210 | N/A | N/A | N/A | 0 | L1 | 0 | N/A | N/A | N/A | 0 | UNSET | UNSET | 0 | 0 | 0 | 0 | 0 | [9 empty] | N/A | Lighting - Fluorescent |  |  | 23.80.70.11.14.11 |  |  | B1 |  |  |  | 1291.669250 | Lighting - Dwelling Unit | 1 | L42B | 2 |  |  | 2900.000000 | 32 | [8 empty] | Metal - Paint Finish - Dark Gray, Matte | Glass - White, High Luminance | Metal - Chrome
892 | 2D04 | 0 | 767557 | New Construction | N/A |  | 0 |  | 0 |  | 103371 | Point+HemiSpherical | 45759 |  | 53626 | REF TYPE MARK | 0 | B1B - 0610x1219mm | 0 | 86755 | 93492,93493,93494,93495,93496,93497,93498,103443,103444,103445,103446,103447,103448,103449,103450,103452 | 0JgsfCYlfF8eoLvc_NMhP0 | 1 |  | M_Troffer Light - Parabolic Rectangular:B1B - 0610x1219mm:B1B - 0610x1219mm:767557 |  | YES | N/A | 892 | N/A | 16777215 | N/A | N/A | N/A | N/A | N/A |  | 120 V/1-80 VA | N/A | Linked Revit Model : Clinic_A.rvt | UNSET |  |  | Level: Level 2 | UNSET | F | 0 | 2.680000 |  | 861.112833 | 0 | 0.050000 |  |  |  | 1.200000 |  |  | T8, 1219mm, RAPID START, CRI=75 |  | N/A | UNSET | N/A | N/A | TRUE | N/A | 0 | N/A | 0 | 0 | 0 | 0 | 0 | UNSET | N/A | N/A | FIXED | N/A | Downlights | UNSET | N/A | D5020210 | N/A | N/A | N/A | 0 | L1 | 0 | N/A | N/A | N/A | 0 | UNSET | UNSET | 0 | 0 | 0 | 0 | 0 | [9 empty] | N/A | Lighting - Fluorescent |  |  | 23.80.70.11.14.11 |  |  | B1B |  |  |  | 1291.669250 | Lighting - Dwelling Unit | 1 | L42B | 2 |  |  | 2900.000000 | 32 | [8 empty] | Metal - Paint Finish - Dark Gray, Matte | Glass - White, High Luminance | Metal - Chrome
1478 | 2D04 |  | 840265 | New Construction | N/A | [5 empty] | 103371 |  | 46166 |  | 43408 |  |  | Single Pole | 0 |  | 96167,96168,96169,96170,96171,96172,103554,103555,103556,103557,103558,103559 | 3q4w0ijjzFuh9My1IanOiB | 1 |  | M_Lighting Switches:Single Pole:Single Pole:840265 |  |  | N/A | 1478 | N/A |  | N/A | N/A | N/A | N/A | N/A |  | 120 V/1-0 VA | N/A | Linked Revit Model : Clinic_A.rvt |  |  |  | Level: Level 2 |  |  |  | 1.200000 |  | 0.000000 | [5 empty] | 1.200000 |  |  |  |  | N/A | UNSET | N/A | N/A | TRUE | N/A | 0 | N/A | 0 | 0 | 0 | 0 | 0 | UNSET | N/A | N/A | FIXED | N/A | Switches | UNSET | N/A |  | N/A | N/A | N/A | 0 | L1 | 0 | N/A | N/A | N/A | 0 | [16 empty] | N/A |  |  |  | 23.80.50.11.14 | [7 empty] | Other |  | L42B | 2 | [5 empty] | 1291.669250 | 0.000000
2236 | 2D04 |  | 954543 | New Construction | N/A | [5 empty] | 103371 |  | 46926 |  | 44152 |  |  | Standard | 0 |  | 100831,100832,100833,100834,100835,100836,103571,103572,103573,103574,103575 | 3e_9ViPQjBmuUesehp3U36 | 1 |  | M_Duplex Receptacle:Standard:Standard:954543 |  |  | N/A | 2236 | N/A |  | N/A | N/A | N/A | N/A | N/A |  | 120 V/1-180 VA | N/A | Linked Revit Model : Clinic_A.rvt | UNSET |  |  | Level: Level 2 |  |  |  | 0.500000 | [7 empty] | 0.460000 |  |  |  |  | N/A | UNSET | N/A | N/A | TRUE | N/A | 0 | N/A | 0 | 0 | 0 | 0 | 0 | UNSET | N/A | N/A | FIXED | N/A | Ground Fault Receptacles | UNSET | N/A |  | N/A | N/A | N/A | 0 | L1 | 0 | N/A | N/A | N/A | 0 | [16 empty] | N/A |  |  |  | 23.80.50.11.17 | [7 empty] | Receptacle |  | N22B | 21 | [5 empty] | 1291.669250 | 0.000000 | 663 | 1937.503875 | TRUE
2237 | 2D04 |  | 955292 | New Construction | N/A | [5 empty] | 103371 |  | 46927 |  | 44153 |  |  | Standard | 0 |  | 100837,100838,100839,100840,100841,100842,103571,103572,103573,103574,103575 | 3e_9ViPQjBmuUesehp3UFr | 1 |  | M_Duplex Receptacle:Standard:Standard:955292 |  |  | N/A | 2237 | N/A |  | N/A | N/A | N/A | N/A | N/A |  | 120 V/1-180 VA | N/A | Linked Revit Model : Clinic_A.rvt | UNSET |  |  | Level: Level 2 |  |  |  | 0.500000 | [7 empty] | 0.460000 |  |  |  |  | N/A | UNSET | N/A | N/A | TRUE | N/A | 0 | N/A | 0 | 0 | 0 | 0 | 0 | UNSET | N/A | N/A | FIXED | N/A | Ground Fault Receptacles | UNSET | N/A |  | N/A | N/A | N/A | 0 | L1 | 0 | N/A | N/A | N/A | 0 | [16 empty] | N/A |  |  |  | 23.80.50.11.17 | [7 empty] | Receptacle |  | N22B | 21 | [5 empty] | 1291.669250 | 0.000000 | 664 | 1937.503875 | TRUE
2238 | 2D04 |  | 955335 | New Construction | N/A | [5 empty] | 103371 |  | 46928 |  | 44154 |  |  | Standard | 0 |  | 100843,100844,100845,100846,100847,100848,103571,103572,103573,103574,103575 | 3e_9ViPQjBmuUesehp3UEk | 1 |  | M_Duplex Receptacle:Standard:Standard:955335 |  |  | N/A | 2238 | N/A |  | N/A | N/A | N/A | N/A | N/A |  | 120 V/1-180 VA | N/A | Linked Revit Model : Clinic_A.rvt | UNSET |  |  | Level: Level 2 |  |  |  | 0.500000 | [7 empty] | 0.460000 |  |  |  |  | N/A | UNSET | N/A | N/A | TRUE | N/A | 0 | N/A | 0 | 0 | 0 | 0 | 0 | UNSET | N/A | N/A | FIXED | N/A | Ground Fault Receptacles | UNSET | N/A |  | N/A | N/A | N/A | 0 | L1 | 0 | N/A | N/A | N/A | 0 | [16 empty] | N/A |  |  |  | 23.80.50.11.17 | [7 empty] | Receptacle |  | N22B | 21 | [5 empty] | 1291.669250 | 0.000000 | 665 | 1937.503875 | TRUE
2239 | 2D04 |  | 955389 | New Construction | N/A | [5 empty] | 103371 |  | 46929 |  | 44155 |  |  | Standard | 0 |  | 100849,100850,100851,100852,100853,100854,103571,103572,103573,103574,103575 | 3e_9ViPQjBmuUesehp3UEK | 1 |  | M_Duplex Receptacle:Standard:Standard:955389 |  |  | N/A | 2239 | N/A |  | N/A | N/A | N/A | N/A | N/A |  | 120 V/1-180 VA | N/A | Linked Revit Model : Clinic_A.rvt | UNSET |  |  | Level: Level 2 |  |  |  | 0.500000 | [7 empty] | 0.460000 |  |  |  |  | N/A | UNSET | N/A | N/A | TRUE | N/A | 0 | N/A | 0 | 0 | 0 | 0 | 0 | UNSET | N/A | N/A | FIXED | N/A | Ground Fault Receptacles | UNSET | N/A |  | N/A | N/A | N/A | 0 | L1 | 0 | N/A | N/A | N/A | 0 | [16 empty] | N/A |  |  |  | 23.80.50.11.17 | [7 empty] | Receptacle |  | N22B | 23 | [5 empty] | 1291.669250 | 0.000000 | 666 | 1937.503875 | TRUE
2240 | 2D04 |  | 955443 | New Construction | N/A | [5 empty] | 103371 |  | 46930 |  | 44156 |  |  | Standard | 0 |  | 100855,100856,100857,100858,100859,100860,103571,103572,103573,103574,103575 | 3e_9ViPQjBmuUesehp3UHQ | 1 |  | M_Duplex Receptacle:Standard:Standard:955443 |  |  | N/A | 2240 | N/A |  | N/A | N/A | N/A | N/A | N/A |  | 120 V/1-180 VA | N/A | Linked Revit Model : Clinic_A.rvt | UNSET |  |  | Level: Level 2 |  |  |  | 0.500000 | [7 empty] | 0.460000 |  |  |  |  | N/A | UNSET | N/A | N/A | TRUE | N/A | 0 | N/A | 0 | 0 | 0 | 0 | 0 | UNSET | N/A | N/A | FIXED | N/A | Ground Fault Receptacles | UNSET | N/A |  | N/A | N/A | N/A | 0 | L1 | 0 | N/A | N/A | N/A | 0 | [16 empty] | N/A |  |  |  | 23.80.50.11.17 | [7 empty] | Receptacle |  | N22B | 23 | [5 empty] | 1291.669250 | 0.000000 | 667 | 1937.503875 | TRUE
2241 | 2D04 |  | 955516 | New Construction | N/A | [5 empty] | 103371 |  | 46931 |  | 44157 |  |  | Standard | 0 |  | 100861,100862,100863,100864,100865,100866,103571,103572,103573,103574,103575 | 3e_9ViPQjBmuUesehp3UGL | 1 |  | M_Duplex Receptacle:Standard:Standard:955516 |  |  | N/A | 2241 | N/A |  | N/A | N/A | N/A | N/A | N/A |  | 120 V/1-180 VA | N/A | Linked Revit Model : Clinic_A.rvt | UNSET |  |  | Level: Level 2 |  |  |  | 0.500000 | [7 empty] | 0.460000 |  |  |  |  | N/A | UNSET | N/A | N/A | TRUE | N/A | 0 | N/A | 0 | 0 | 0 | 0 | 0 | UNSET | N/A | N/A | FIXED | N/A | Ground Fault Receptacles | UNSET | N/A |  | N/A | N/A | N/A | 0 | L1 | 0 | N/A | N/A | N/A | 0 | [16 empty] | N/A |  |  |  | 23.80.50.11.17 | [7 empty] | Receptacle |  | N22B | 23 | [5 empty] | 1291.669250 | 0.000000 | 668 | 1937.503875 | TRUE
2242 | 2D04 |  | 955683 | New Construction | N/A | [5 empty] | 103371 |  | 46932 |  | 44158 |  |  | Standard | 0 |  | 100867,100868,100869,100870,100871,100872,103571,103572,103573,103574,103575 | 3e_9ViPQjBmuUesehp3ULA | 1 |  | M_Duplex Receptacle:Standard:Standard:955683 |  |  | N/A | 2242 | N/A |  | N/A | N/A | N/A | N/A | N/A |  | 120 V/1-180 VA | N/A | Linked Revit Model : Clinic_A.rvt | UNSET |  |  | Level: Level 2 |  |  |  | 0.500000 | [7 empty] | 0.460000 |  |  |  |  | N/A | UNSET | N/A | N/A | TRUE | N/A | 0 | N/A | 0 | 0 | 0 | 0 | 0 | UNSET | N/A | N/A | FIXED | N/A | Ground Fault Receptacles | UNSET | N/A |  | N/A | N/A | N/A | 0 | L1 | 0 | N/A | N/A | N/A | 0 | [16 empty] | N/A |  |  |  | 23.80.50.11.17 | [7 empty] | Receptacle |  | N22B | 23 | [5 empty] | 1291.669250 | 0.000000 | 669 | 1937.503875 | TRUE
2243 | 2D04 |  | 956019 | New Construction | N/A | [5 empty] | 103371 |  | 46933 |  | 44159 |  |  | Standard | 0 |  | 100873,100874,100875,100876,100877,100878,103571,103572,103573,103574,103575 | 3e_9ViPQjBmuUesehp3UOQ | 1 |  | M_Duplex Receptacle:Standard:Standard:956019 |  |  | N/A | 2243 | N/A |  | N/A | N/A | N/A | N/A | N/A |  | 120 V/1-180 VA | N/A | Linked Revit Model : Clinic_A.rvt | UNSET |  |  | Level: Level 2 |  |  |  | 0.500000 | [7 empty] | 0.460000 |  |  |  |  | N/A | UNSET | N/A | N/A | TRUE | N/A | 0 | N/A | 0 | 0 | 0 | 0 | 0 | UNSET | N/A | N/A | FIXED | N/A | Ground Fault Receptacles | UNSET | N/A |  | N/A | N/A | N/A | 0 | L1 | 0 | N/A | N/A | N/A | 0 | [16 empty] | N/A |  |  |  | 23.80.50.11.17 | [7 empty] | Receptacle |  | N22B | 21 | [5 empty] | 1291.669250 | 0.000000 | 670 | 1937.503875 | TRUE
307 | 2D05 | 0 | 1213538 | New Construction | N/A | Aluminum-Philips Chloride | 0 | F | 0 | Paint-Philips Chloride-Black | 103496 | Rectangle+Spherical | 46404 | 16 | 53849 | REF TYPE MARK | 0 | X1B | 0 | 86568 | 97546,97553,97560,97567,97574,97581,97588,102938,102939,102940,102941,102942,102943,102944,102945,102946,102981 | 2pPLOtLqj3mvLOgS0jdrHx | 1 | No Photometry Available | Exit Sign - End Mount - Double Face:X1B:X1B:1213538 |  | NO | N/A | 307 | N/A | 16777215 | N/A | N/A | N/A | N/A | N/A | 0.355600 | Luminaire 120 V/1-4 VA | N/A | Linked Revit Model : Clinic_A.rvt | UNSET | 0.206474 | Not Available | Level: Level 2 | UNSET | F | 0 | 2.134000 | Plastic-Philips Chloride-Red | 40.902860 | 0 | 0.609600 | 0.120650 | 0.355600 | 0.206474 | 1.219200 | 12/27 (Dual Voltage - 120/277) | Not Available | LED | 1291.669250 | N/A | UNSET | N/A | N/A | TRUE | N/A | 0 | N/A | 0 | 0 | 0 | 0 | 0 | UNSET | N/A | N/A | FIXED | N/A | Emergency Lighting | UNSET | N/A | D5020200 | N/A | N/A | N/A | 0 | L1 | 0 | N/A | N/A | N/A | 0 | UNSET | UNSET | 0 | 0 | 0 | 0 | 0 | Horizontal | Not Available | Not Available | Not Available | Not Available | Matte Black w/Brushed Aluminum Face | Not Applicable | Red | 2 | N/A | Lighting Equipment | http://www.chloridesys.com/chloride/Chloridefixture.cfm?ID=3748 | http://www.chloridesys.com/chloride/ | 23.80.70.11.21 | CE-11400 | 55 Line LED Die Cast Aluminum Exit - Traditional | X1B | 55LA-2-12/27-R | 55LA-2-12/27-R
968 | 2D05 | 0 | 774134 | New Construction | N/A |  | 0 |  | 0 |  | 103496 | Point+HemiSpherical | 45835 |  | 53702 | REF TYPE MARK | 0 | Q4 - 1219mm - 1m Drop | 0 | 86679 | 94024,94025,94026,94027,94028,94029,94030,103507,103508,103509,103510,103511,103512,103513,103514,103515 | 0yuotxu8DEgv2qMIt$xNX3 | 1 |  | M_Pendant Light - Linear:Q4 - 1219mm - 1m Drop:Q4 - 1219mm - 1m Drop:774134 |  | NO | N/A | 968 | N/A | 16777215 | N/A | N/A | N/A | N/A | N/A |  | 120 V/1-64 VA | N/A | Linked Revit Model : Clinic_S.rvt | UNSET |  |  | Level: Level 2 | UNSET | F | 0 | 4.680000 |  | 688.890267 | 0 | 0.050000 |  |  |  | 1.200000 |  |  | T8, 1219mm, RAPID START, CRI=75 T8, 1219mm, RAPID START, CRI=75 T8, 1219mm, RAPID START, CRI=75 |  | N/A | UNSET | N/A | N/A | TRUE | N/A | 0 | N/A | 0 | 0 | 0 | 0 | 0 | UNSET | N/A | N/A | FIXED | N/A | General Luminaries, Non Directional | UNSET | N/A | D5020210 | N/A | N/A | N/A | 0 | L1 | 0 | N/A | N/A | N/A | 0 | UNSET | UNSET | 0 | 0 | 0 | 0 | 0 | [9 empty] | N/A | Lighting - Fluorescent |  |  | 23.80.70.11.11 |  |  | Q4 |  |  |  | 1291.669250 | Lighting - Dwelling Unit | 1 | L42C | 9 |  |  | 2900.000000 | 32 | [9 empty] | Glass - White, High Luminance |  | 1.200000 | 2.000000 | Metal - Paint Finish - Ivory, Glossy | Metal - Paint Finish - Ivory, Glossy
969 | 2D05 | 0 | 774298 | New Construction | N/A |  | 0 |  | 0 |  | 103496 | Point+HemiSpherical | 45836 |  | 53703 | REF TYPE MARK | 0 | Q4 - 1219mm - 1m Drop | 0 | 86678 | 94031,94032,94033,94034,94035,94036,94037,103507,103508,103509,103510,103511,103512,103513,103514,103515 | 0yuotxu8DEgv2qMIt$xMSl | 1 |  | M_Pendant Light - Linear:Q4 - 1219mm - 1m Drop:Q4 - 1219mm - 1m Drop:774298 |  | NO | N/A | 969 | N/A | 16777215 | N/A | N/A | N/A | N/A | N/A |  | 120 V/1-64 VA | N/A | Linked Revit Model : Clinic_S.rvt | UNSET |  |  | Level: Level 2 | UNSET | F | 0 | 4.673500 |  | 688.890267 | 0 | 0.050000 |  |  |  | 1.200000 |  |  | T8, 1219mm, RAPID START, CRI=75 T8, 1219mm, RAPID START, CRI=75 T8, 1219mm, RAPID START, CRI=75 |  | N/A | UNSET | N/A | N/A | TRUE | N/A | 0 | N/A | 0 | 0 | 0 | 0 | 0 | UNSET | N/A | N/A | FIXED | N/A | General Luminaries, Non Directional | UNSET | N/A | D5020210 | N/A | N/A | N/A | 0 | L1 | 0 | N/A | N/A | N/A | 0 | UNSET | UNSET | 0 | 0 | 0 | 0 | 0 | [9 empty] | N/A | Lighting - Fluorescent |  |  | 23.80.70.11.11 |  |  | Q4 |  |  |  | 1291.669250 | Lighting - Dwelling Unit | 1 | L42C | 9 |  |  | 2900.000000 | 32 | [9 empty] | Glass - White, High Luminance |  | 1.200000 | 2.000000 | Metal - Paint Finish - Ivory, Glossy | Metal - Paint Finish - Ivory, Glossy
970 | 2D05 | 0 | 774387 | New Construction | N/A |  | 0 |  | 0 |  | 103496 | Point+HemiSpherical | 45837 |  | 53704 | REF TYPE MARK | 0 | Q4B - 1219mm - 1m Drop | 0 | 86677 | 94038,94039,94040,94041,94042,94043,94044,103396,103397,103398,103399,103400,103401,103402,103403,103405 | 0yuotxu8DEgv2qMIt$xMT6 | 1 |  | M_Pendant Light - Linear:Q4B - 1219mm - 1m Drop:Q4B - 1219mm - 1m Drop:774387 |  | YES | N/A | 970 | N/A | 16777215 | N/A | N/A | N/A | N/A | N/A |  | 120 V/1-64 VA | N/A | Linked Revit Model : Clinic_S.rvt | UNSET |  |  | Level: Level 2 | UNSET | F | 0 | 4.680000 |  | 688.890267 | 0 | 0.050000 |  |  |  | 1.200000 |  |  | T8, 1219mm, RAPID START, CRI=75 T8, 1219mm, RAPID START, CRI=75 T8, 1219mm, RAPID START, CRI=75 |  | N/A | UNSET | N/A | N/A | TRUE | N/A | 0 | N/A | 0 | 0 | 0 | 0 | 0 | UNSET | N/A | N/A | FIXED | N/A | General Luminaries, Non Directional | UNSET | N/A | D5020210 | N/A | N/A | N/A | 0 | L1 | 0 | N/A | N/A | N/A | 0 | UNSET | UNSET | 0 | 0 | 0 | 0 | 0 | [9 empty] | N/A | Lighting - Fluorescent |  |  | 23.80.70.11.11 |  |  | Q4B |  |  |  | 1291.669250 | Lighting - Dwelling Unit | 1 | L42C | 9 |  |  | 2900.000000 | 32 | [9 empty] | Glass - White, High Luminance |  | 1.200000 | 2.000000 | Metal - Paint Finish - Ivory, Glossy | Metal - Paint Finish - Ivory, Glossy
971 | 2D05 | 0 | 774451 | New Construction | N/A |  | 0 |  | 0 |  | 103496 | Point+HemiSpherical | 45838 |  | 53705 | REF TYPE MARK | 0 | Q4 - 1219mm - 1m Drop | 0 | 86676 | 94045,94046,94047,94048,94049,94050,94051,103507,103508,103509,103510,103511,103512,103513,103514,103515 | 0yuotxu8DEgv2qMIt$xMQ6 | 1 |  | M_Pendant Light - Linear:Q4 - 1219mm - 1m Drop:Q4 - 1219mm - 1m Drop:774451 |  | NO | N/A | 971 | N/A | 16777215 | N/A | N/A | N/A | N/A | N/A |  | 120 V/1-64 VA | N/A | Linked Revit Model : Clinic_S.rvt | UNSET |  |  | Level: Level 2 | UNSET | F | 0 | 4.680000 |  | 688.890267 | 0 | 0.050000 |  |  |  | 1.200000 |  |  | T8, 1219mm, RAPID START, CRI=75 T8, 1219mm, RAPID START, CRI=75 T8, 1219mm, RAPID START, CRI=75 |  | N/A | UNSET | N/A | N/A | TRUE | N/A | 0 | N/A | 0 | 0 | 0 | 0 | 0 | UNSET | N/A | N/A | FIXED | N/A | General Luminaries, Non Directional | UNSET | N/A | D5020210 | N/A | N/A | N/A | 0 | L1 | 0 | N/A | N/A | N/A | 0 | UNSET | UNSET | 0 | 0 | 0 | 0 | 0 | [9 empty] | N/A | Lighting - Fluorescent |  |  | 23.80.70.11.11 |  |  | Q4 |  |  |  | 1291.669250 | Lighting - Dwelling Unit | 1 | L42C | 9 |  |  | 2900.000000 | 32 | [9 empty] | Glass - White, High Luminance |  | 1.200000 | 2.000000 | Metal - Paint Finish - Ivory, Glossy | Metal - Paint Finish - Ivory, Glossy
972 | 2D05 | 0 | 774522 | New Construction | N/A |  | 0 |  | 0 |  | 103496 | Point+HemiSpherical | 45839 |  | 53706 | REF TYPE MARK | 0 | Q4 - 1219mm - 1m Drop | 0 | 86675 | 94052,94053,94054,94055,94056,94057,94058,103507,103508,103509,103510,103511,103512,103513,103514,103515 | 0yuotxu8DEgv2qMIt$xMRF | 1 |  | M_Pendant Light - Linear:Q4 - 1219mm - 1m Drop:Q4 - 1219mm - 1m Drop:774522 |  | NO | N/A | 972 | N/A | 16777215 | N/A | N/A | N/A | N/A | N/A |  | 120 V/1-64 VA | N/A | Linked Revit Model : Clinic_S.rvt | UNSET |  |  | Level: Level 2 | UNSET | F | 0 | 4.680000 |  | 688.890267 | 0 | 0.050000 |  |  |  | 1.200000 |  |  | T8, 1219mm, RAPID START, CRI=75 T8, 1219mm, RAPID START, CRI=75 T8, 1219mm, RAPID START, CRI=75 |  | N/A | UNSET | N/A | N/A | TRUE | N/A | 0 | N/A | 0 | 0 | 0 | 0 | 0 | UNSET | N/A | N/A | FIXED | N/A | General Luminaries, Non Directional | UNSET | N/A | D5020210 | N/A | N/A | N/A | 0 | L1 | 0 | N/A | N/A | N/A | 0 | UNSET | UNSET | 0 | 0 | 0 | 0 | 0 | [9 empty] | N/A | Lighting - Fluorescent |  |  | 23.80.70.11.11 |  |  | Q4 |  |  |  | 1291.669250 | Lighting - Dwelling Unit | 1 | L42C | 9 |  |  | 2900.000000 | 32 | [9 empty] | Glass - White, High Luminance |  | 1.200000 | 2.000000 | Metal - Paint Finish - Ivory, Glossy | Metal - Paint Finish - Ivory, Glossy
973 | 2D05 | 0 | 774621 | New Construction | N/A |  | 0 |  | 0 |  | 103496 | Point+HemiSpherical | 45840 |  | 53707 | REF TYPE MARK | 0 | Q4 - 1219mm - 1m Drop | 0 | 86674 | 94059,94060,94061,94062,94063,94064,94065,103507,103508,103509,103510,103511,103512,103513,103514,103515 | 0yuotxu8DEgv2qMIt$xMPe | 1 |  | M_Pendant Light - Linear:Q4 - 1219mm - 1m Drop:Q4 - 1219mm - 1m Drop:774621 |  | NO | N/A | 973 | N/A | 16777215 | N/A | N/A | N/A | N/A | N/A |  | 120 V/1-64 VA | N/A | Linked Revit Model : Clinic_S.rvt | UNSET |  |  | Level: Level 2 | UNSET | F | 0 | 4.680000 |  | 688.890267 | 0 | 0.050000 |  |  |  | 1.200000 |  |  | T8, 1219mm, RAPID START, CRI=75 T8, 1219mm, RAPID START, CRI=75 T8, 1219mm, RAPID START, CRI=75 |  | N/A | UNSET | N/A | N/A | TRUE | N/A | 0 | N/A | 0 | 0 | 0 | 0 | 0 | UNSET | N/A | N/A | FIXED | N/A | General Luminaries, Non Directional | UNSET | N/A | D5020210 | N/A | N/A | N/A | 0 | L1 | 0 | N/A | N/A | N/A | 0 | UNSET | UNSET | 0 | 0 | 0 | 0 | 0 | [9 empty] | N/A | Lighting - Fluorescent |  |  | 23.80.70.11.11 |  |  | Q4 |  |  |  | 1291.669250 | Lighting - Dwelling Unit | 1 | L42C | 9 |  |  | 2900.000000 | 32 | [9 empty] | Glass - White, High Luminance |  | 1.200000 | 2.000000 | Metal - Paint Finish - Ivory, Glossy | Metal - Paint Finish - Ivory, Glossy
974 | 2D05 | 0 | 774680 | New Construction | N/A |  | 0 |  | 0 |  | 103496 | Point+HemiSpherical | 45841 |  | 53708 | REF TYPE MARK | 0 | Q4 - 1219mm - 1m Drop | 0 | 86673 | 94066,94067,94068,94069,94070,94071,94072,103507,103508,103509,103510,103511,103512,103513,103514,103515 | 0yuotxu8DEgv2qMIt$xMMj | 1 |  | M_Pendant Light - Linear:Q4 - 1219mm - 1m Drop:Q4 - 1219mm - 1m Drop:774680 |  | NO | N/A | 974 | N/A | 16777215 | N/A | N/A | N/A | N/A | N/A |  | 120 V/1-64 VA | N/A | Linked Revit Model : Clinic_S.rvt | UNSET |  |  | Level: Level 2 | UNSET | F | 0 | 4.680000 |  | 688.890267 | 0 | 0.050000 |  |  |  | 1.200000 |  |  | T8, 1219mm, RAPID START, CRI=75 T8, 1219mm, RAPID START, CRI=75 T8, 1219mm, RAPID START, CRI=75 |  | N/A | UNSET | N/A | N/A | TRUE | N/A | 0 | N/A | 0 | 0 | 0 | 0 | 0 | UNSET | N/A | N/A | FIXED | N/A | General Luminaries, Non Directional | UNSET | N/A | D5020210 | N/A | N/A | N/A | 0 | L1 | 0 | N/A | N/A | N/A | 0 | UNSET | UNSET | 0 | 0 | 0 | 0 | 0 | [9 empty] | N/A | Lighting - Fluorescent |  |  | 23.80.70.11.11 |  |  | Q4 |  |  |  | 1291.669250 | Lighting - Dwelling Unit | 1 | L42C | 9 |  |  | 2900.000000 | 32 | [9 empty] | Glass - White, High Luminance |  | 1.200000 | 2.000000 | Metal - Paint Finish - Ivory, Glossy | Metal - Paint Finish - Ivory, Glossy
975 | 2D05 | 0 | 774744 | New Construction | N/A |  | 0 |  | 0 |  | 103496 | Point+HemiSpherical | 45842 |  | 53709 | REF TYPE MARK | 0 | Q4 - 1219mm - 1m Drop | 0 | 86672 | 94073,94074,94075,94076,94077,94078,94079,103507,103508,103509,103510,103511,103512,103513,103514,103515 | 0yuotxu8DEgv2qMIt$xMNj | 1 |  | M_Pendant Light - Linear:Q4 - 1219mm - 1m Drop:Q4 - 1219mm - 1m Drop:774744 |  | NO | N/A | 975 | N/A | 16777215 | N/A | N/A | N/A | N/A | N/A |  | 120 V/1-64 VA | N/A | Linked Revit Model : Clinic_S.rvt | UNSET |  |  | Level: Level 2 | UNSET | F | 0 | 4.680000 |  | 688.890267 | 0 | 0.050000 |  |  |  | 1.200000 |  |  | T8, 1219mm, RAPID START, CRI=75 T8, 1219mm, RAPID START, CRI=75 T8, 1219mm, RAPID START, CRI=75 |  | N/A | UNSET | N/A | N/A | TRUE | N/A | 0 | N/A | 0 | 0 | 0 | 0 | 0 | UNSET | N/A | N/A | FIXED | N/A | General Luminaries, Non Directional | UNSET | N/A | D5020210 | N/A | N/A | N/A | 0 | L1 | 0 | N/A | N/A | N/A | 0 | UNSET | UNSET | 0 | 0 | 0 | 0 | 0 | [9 empty] | N/A | Lighting - Fluorescent |  |  | 23.80.70.11.11 |  |  | Q4 |  |  |  | 1291.669250 | Lighting - Dwelling Unit | 1 | L42C | 9 |  |  | 2900.000000 | 32 | [9 empty] | Glass - White, High Luminance |  | 1.200000 | 2.000000 | Metal - Paint Finish - Ivory, Glossy | Metal - Paint Finish - Ivory, Glossy
976 | 2D05 | 0 | 774861 | New Construction | N/A |  | 0 |  | 0 |  | 103496 | Point+HemiSpherical | 45843 |  | 53710 | REF TYPE MARK | 0 | Q4B - 1219mm - 1m Drop | 0 | 86671 | 94080,94081,94082,94083,94084,94085,94086,103396,103397,103398,103399,103400,103401,103402,103403,103405 | 0yuotxu8DEgv2qMIt$xMLu | 1 |  | M_Pendant Light - Linear:Q4B - 1219mm - 1m Drop:Q4B - 1219mm - 1m Drop:774861 |  | YES | N/A | 976 | N/A | 16777215 | N/A | N/A | N/A | N/A | N/A |  | 120 V/1-64 VA | N/A | Linked Revit Model : Clinic_S.rvt | UNSET |  |  | Level: Level 2 | UNSET | F | 0 | 4.680000 |  | 688.890267 | 0 | 0.050000 |  |  |  | 1.200000 |  |  | T8, 1219mm, RAPID START, CRI=75 T8, 1219mm, RAPID START, CRI=75 T8, 1219mm, RAPID START, CRI=75 |  | N/A | UNSET | N/A | N/A | TRUE | N/A | 0 | N/A | 0 | 0 | 0 | 0 | 0 | UNSET | N/A | N/A | FIXED | N/A | General Luminaries, Non Directional | UNSET | N/A | D5020210 | N/A | N/A | N/A | 0 | L1 | 0 | N/A | N/A | N/A | 0 | UNSET | UNSET | 0 | 0 | 0 | 0 | 0 | [9 empty] | N/A | Lighting - Fluorescent |  |  | 23.80.70.11.11 |  |  | Q4B |  |  |  | 1291.669250 | Lighting - Dwelling Unit | 1 | L42C | 9 |  |  | 2900.000000 | 32 | [9 empty] | Glass - White, High Luminance |  | 1.200000 | 2.000000 | Metal - Paint Finish - Ivory, Glossy | Metal - Paint Finish - Ivory, Glossy
977 | 2D05 | 0 | 774911 | New Construction | N/A |  | 0 |  | 0 |  | 103496 | Point+HemiSpherical | 45844 |  | 53711 | REF TYPE MARK | 0 | Q4 - 1219mm - 1m Drop | 0 | 86670 | 94087,94088,94089,94090,94091,94092,94093,103507,103508,103509,103510,103511,103512,103513,103514,103515 | 0yuotxu8DEgv2qMIt$xMLA | 1 |  | M_Pendant Light - Linear:Q4 - 1219mm - 1m Drop:Q4 - 1219mm - 1m Drop:774911 |  | NO | N/A | 977 | N/A | 16777215 | N/A | N/A | N/A | N/A | N/A |  | 120 V/1-64 VA | N/A | Linked Revit Model : Clinic_S.rvt | UNSET |  |  | Level: Level 2 | UNSET | F | 0 | 4.680000 |  | 688.890267 | 0 | 0.050000 |  |  |  | 1.200000 |  |  | T8, 1219mm, RAPID START, CRI=75 T8, 1219mm, RAPID START, CRI=75 T8, 1219mm, RAPID START, CRI=75 |  | N/A | UNSET | N/A | N/A | TRUE | N/A | 0 | N/A | 0 | 0 | 0 | 0 | 0 | UNSET | N/A | N/A | FIXED | N/A | General Luminaries, Non Directional | UNSET | N/A | D5020210 | N/A | N/A | N/A | 0 | L1 | 0 | N/A | N/A | N/A | 0 | UNSET | UNSET | 0 | 0 | 0 | 0 | 0 | [9 empty] | N/A | Lighting - Fluorescent |  |  | 23.80.70.11.11 |  |  | Q4 |  |  |  | 1291.669250 | Lighting - Dwelling Unit | 1 | L42C | 9 |  |  | 2900.000000 | 32 | [9 empty] | Glass - White, High Luminance |  | 1.200000 | 2.000000 | Metal - Paint Finish - Ivory, Glossy | Metal - Paint Finish - Ivory, Glossy
978 | 2D05 | 0 | 774993 | New Construction | N/A |  | 0 |  | 0 |  | 103496 | Point+HemiSpherical | 45845 |  | 53712 | REF TYPE MARK | 0 | Q4 - 1219mm - 1m Drop | 0 | 86669 | 94094,94095,94096,94097,94098,94099,94100,103507,103508,103509,103510,103511,103512,103513,103514,103515 | 0yuotxu8DEgv2qMIt$xMJa | 1 |  | M_Pendant Light - Linear:Q4 - 1219mm - 1m Drop:Q4 - 1219mm - 1m Drop:774993 |  | NO | N/A | 978 | N/A | 16777215 | N/A | N/A | N/A | N/A | N/A |  | 120 V/1-64 VA | N/A | Linked Revit Model : Clinic_S.rvt | UNSET |  |  | Level: Level 2 | UNSET | F | 0 | 4.680000 |  | 688.890267 | 0 | 0.050000 |  |  |  | 1.200000 |  |  | T8, 1219mm, RAPID START, CRI=75 T8, 1219mm, RAPID START, CRI=75 T8, 1219mm, RAPID START, CRI=75 |  | N/A | UNSET | N/A | N/A | TRUE | N/A | 0 | N/A | 0 | 0 | 0 | 0 | 0 | UNSET | N/A | N/A | FIXED | N/A | General Luminaries, Non Directional | UNSET | N/A | D5020210 | N/A | N/A | N/A | 0 | L1 | 0 | N/A | N/A | N/A | 0 | UNSET | UNSET | 0 | 0 | 0 | 0 | 0 | [9 empty] | N/A | Lighting - Fluorescent |  |  | 23.80.70.11.11 |  |  | Q4 |  |  |  | 1291.669250 | Lighting - Dwelling Unit | 1 | L42C | 9 |  |  | 2900.000000 | 32 | [9 empty] | Glass - White, High Luminance |  | 1.200000 | 2.000000 | Metal - Paint Finish - Ivory, Glossy | Metal - Paint Finish - Ivory, Glossy
979 | 2D05 | 0 | 775091 | New Construction | N/A |  | 0 |  | 0 |  | 103496 | Point+HemiSpherical | 45846 |  | 53713 | REF TYPE MARK | 0 | Q4 - 1219mm - 1m Drop | 0 | 86668 | 94101,94102,94103,94104,94105,94106,94107,103507,103508,103509,103510,103511,103512,103513,103514,103515 | 0yuotxu8DEgv2qMIt$xMG6 | 1 |  | M_Pendant Light - Linear:Q4 - 1219mm - 1m Drop:Q4 - 1219mm - 1m Drop:775091 |  | NO | N/A | 979 | N/A | 16777215 | N/A | N/A | N/A | N/A | N/A |  | 120 V/1-64 VA | N/A | Linked Revit Model : Clinic_S.rvt | UNSET |  |  | Level: Level 2 | UNSET | F | 0 | 4.680000 |  | 688.890267 | 0 | 0.050000 |  |  |  | 1.200000 |  |  | T8, 1219mm, RAPID START, CRI=75 T8, 1219mm, RAPID START, CRI=75 T8, 1219mm, RAPID START, CRI=75 |  | N/A | UNSET | N/A | N/A | TRUE | N/A | 0 | N/A | 0 | 0 | 0 | 0 | 0 | UNSET | N/A | N/A | FIXED | N/A | General Luminaries, Non Directional | UNSET | N/A | D5020210 | N/A | N/A | N/A | 0 | L1 | 0 | N/A | N/A | N/A | 0 | UNSET | UNSET | 0 | 0 | 0 | 0 | 0 | [9 empty] | N/A | Lighting - Fluorescent |  |  | 23.80.70.11.11 |  |  | Q4 |  |  |  | 1291.669250 | Lighting - Dwelling Unit | 1 | L42C | 9 |  |  | 2900.000000 | 32 | [9 empty] | Glass - White, High Luminance |  | 1.200000 | 2.000000 | Metal - Paint Finish - Ivory, Glossy | Metal - Paint Finish - Ivory, Glossy
980 | 2D05 | 0 | 775170 | New Construction | N/A |  | 0 |  | 0 |  | 103496 | Point+HemiSpherical | 45847 |  | 53714 | REF TYPE MARK | 0 | Q4 - 1219mm - 1m Drop | 0 | 86667 | 94108,94109,94110,94111,94112,94113,94114,103507,103508,103509,103510,103511,103512,103513,103514,103515 | 0yuotxu8DEgv2qMIt$xMEt | 1 |  | M_Pendant Light - Linear:Q4 - 1219mm - 1m Drop:Q4 - 1219mm - 1m Drop:775170 |  | NO | N/A | 980 | N/A | 16777215 | N/A | N/A | N/A | N/A | N/A |  | 120 V/1-64 VA | N/A | Linked Revit Model : Clinic_S.rvt | UNSET |  |  | Level: Level 2 | UNSET | F | 0 | 4.680000 |  | 688.890267 | 0 | 0.050000 |  |  |  | 1.200000 |  |  | T8, 1219mm, RAPID START, CRI=75 T8, 1219mm, RAPID START, CRI=75 T8, 1219mm, RAPID START, CRI=75 |  | N/A | UNSET | N/A | N/A | TRUE | N/A | 0 | N/A | 0 | 0 | 0 | 0 | 0 | UNSET | N/A | N/A | FIXED | N/A | General Luminaries, Non Directional | UNSET | N/A | D5020210 | N/A | N/A | N/A | 0 | L1 | 0 | N/A | N/A | N/A | 0 | UNSET | UNSET | 0 | 0 | 0 | 0 | 0 | [9 empty] | N/A | Lighting - Fluorescent |  |  | 23.80.70.11.11 |  |  | Q4 |  |  |  | 1291.669250 | Lighting - Dwelling Unit | 1 | L42C | 9 |  |  | 2900.000000 | 32 | [9 empty] | Glass - White, High Luminance |  | 1.200000 | 2.000000 | Metal - Paint Finish - Ivory, Glossy | Metal - Paint Finish - Ivory, Glossy
981 | 2D05 | 0 | 775226 | New Construction | N/A |  | 0 |  | 0 |  | 103496 | Point+HemiSpherical | 45848 |  | 53715 | REF TYPE MARK | 0 | Q4 - 1219mm - 1m Drop | 0 | 86666 | 94115,94116,94117,94118,94119,94120,94121,103507,103508,103509,103510,103511,103512,103513,103514,103515 | 0yuotxu8DEgv2qMIt$xMEF | 1 |  | M_Pendant Light - Linear:Q4 - 1219mm - 1m Drop:Q4 - 1219mm - 1m Drop:775226 |  | NO | N/A | 981 | N/A | 16777215 | N/A | N/A | N/A | N/A | N/A |  | 120 V/1-64 VA | N/A | Linked Revit Model : Clinic_S.rvt | UNSET |  |  | Level: Level 2 | UNSET | F | 0 | 4.680000 |  | 688.890267 | 0 | 0.050000 |  |  |  | 1.200000 |  |  | T8, 1219mm, RAPID START, CRI=75 T8, 1219mm, RAPID START, CRI=75 T8, 1219mm, RAPID START, CRI=75 |  | N/A | UNSET | N/A | N/A | TRUE | N/A | 0 | N/A | 0 | 0 | 0 | 0 | 0 | UNSET | N/A | N/A | FIXED | N/A | General Luminaries, Non Directional | UNSET | N/A | D5020210 | N/A | N/A | N/A | 0 | L1 | 0 | N/A | N/A | N/A | 0 | UNSET | UNSET | 0 | 0 | 0 | 0 | 0 | [9 empty] | N/A | Lighting - Fluorescent |  |  | 23.80.70.11.11 |  |  | Q4 |  |  |  | 1291.669250 | Lighting - Dwelling Unit | 1 | L42C | 9 |  |  | 2900.000000 | 32 | [9 empty] | Glass - White, High Luminance |  | 1.200000 | 2.000000 | Metal - Paint Finish - Ivory, Glossy | Metal - Paint Finish - Ivory, Glossy
982 | 2D05 | 0 | 775261 | New Construction | N/A |  | 0 |  | 0 |  | 103496 | Point+HemiSpherical | 45849 |  | 53716 | REF TYPE MARK | 0 | Q4 - 1219mm - 1m Drop | 0 | 86665 | 94122,94123,94124,94125,94126,94127,94128,103507,103508,103509,103510,103511,103512,103513,103514,103515 | 0yuotxu8DEgv2qMIt$xMFe | 1 |  | M_Pendant Light - Linear:Q4 - 1219mm - 1m Drop:Q4 - 1219mm - 1m Drop:775261 |  | NO | N/A | 982 | N/A | 16777215 | N/A | N/A | N/A | N/A | N/A |  | 120 V/1-64 VA | N/A | Linked Revit Model : Clinic_S.rvt | UNSET |  |  | Level: Level 2 | UNSET | F | 0 | 4.680000 |  | 688.890267 | 0 | 0.050000 |  |  |  | 1.200000 |  |  | T8, 1219mm, RAPID START, CRI=75 T8, 1219mm, RAPID START, CRI=75 T8, 1219mm, RAPID START, CRI=75 |  | N/A | UNSET | N/A | N/A | TRUE | N/A | 0 | N/A | 0 | 0 | 0 | 0 | 0 | UNSET | N/A | N/A | FIXED | N/A | General Luminaries, Non Directional | UNSET | N/A | D5020210 | N/A | N/A | N/A | 0 | L1 | 0 | N/A | N/A | N/A | 0 | UNSET | UNSET | 0 | 0 | 0 | 0 | 0 | [9 empty] | N/A | Lighting - Fluorescent |  |  | 23.80.70.11.11 |  |  | Q4 |  |  |  | 1291.669250 | Lighting - Dwelling Unit | 1 | L42C | 9 |  |  | 2900.000000 | 32 | [9 empty] | Glass - White, High Luminance |  | 1.200000 | 2.000000 | Metal - Paint Finish - Ivory, Glossy | Metal - Paint Finish - Ivory, Glossy
983 | 2D05 | 0 | 775330 | New Construction | N/A |  | 0 |  | 0 |  | 103496 | Point+HemiSpherical | 45850 |  | 53717 | REF TYPE MARK | 0 | Q4 - 1219mm - 1m Drop | 0 | 86664 | 94129,94130,94131,94132,94133,94134,94135,103507,103508,103509,103510,103511,103512,103513,103514,103515 | 0yuotxu8DEgv2qMIt$xMCN | 1 |  | M_Pendant Light - Linear:Q4 - 1219mm - 1m Drop:Q4 - 1219mm - 1m Drop:775330 |  | NO | N/A | 983 | N/A | 16777215 | N/A | N/A | N/A | N/A | N/A |  | 120 V/1-64 VA | N/A | Linked Revit Model : Clinic_S.rvt | UNSET |  |  | Level: Level 2 | UNSET | F | 0 | 4.680000 |  | 688.890267 | 0 | 0.050000 |  |  |  | 1.200000 |  |  | T8, 1219mm, RAPID START, CRI=75 T8, 1219mm, RAPID START, CRI=75 T8, 1219mm, RAPID START, CRI=75 |  | N/A | UNSET | N/A | N/A | TRUE | N/A | 0 | N/A | 0 | 0 | 0 | 0 | 0 | UNSET | N/A | N/A | FIXED | N/A | General Luminaries, Non Directional | UNSET | N/A | D5020210 | N/A | N/A | N/A | 0 | L1 | 0 | N/A | N/A | N/A | 0 | UNSET | UNSET | 0 | 0 | 0 | 0 | 0 | [9 empty] | N/A | Lighting - Fluorescent |  |  | 23.80.70.11.11 |  |  | Q4 |  |  |  | 1291.669250 | Lighting - Dwelling Unit | 1 | L42C | 9 |  |  | 2900.000000 | 32 | [9 empty] | Glass - White, High Luminance |  | 1.200000 | 2.000000 | Metal - Paint Finish - Ivory, Glossy | Metal - Paint Finish - Ivory, Glossy
984 | 2D05 | 0 | 775447 | New Construction | N/A |  | 0 |  | 0 |  | 103496 | Point+HemiSpherical | 45851 |  | 53718 | REF TYPE MARK | 0 | Q4 - 1219mm - 1m Drop | 0 | 86663 | 94136,94137,94138,94139,94140,94141,94142,103507,103508,103509,103510,103511,103512,103513,103514,103515 | 0yuotxu8DEgv2qMIt$xMAY | 1 |  | M_Pendant Light - Linear:Q4 - 1219mm - 1m Drop:Q4 - 1219mm - 1m Drop:775447 |  | NO | N/A | 984 | N/A | 16777215 | N/A | N/A | N/A | N/A | N/A |  | 120 V/1-64 VA | N/A | Linked Revit Model : Clinic_S.rvt | UNSET |  |  | Level: Level 2 | UNSET | F | 0 | 4.680000 |  | 688.890267 | 0 | 0.050000 |  |  |  | 1.200000 |  |  | T8, 1219mm, RAPID START, CRI=75 T8, 1219mm, RAPID START, CRI=75 T8, 1219mm, RAPID START, CRI=75 |  | N/A | UNSET | N/A | N/A | TRUE | N/A | 0 | N/A | 0 | 0 | 0 | 0 | 0 | UNSET | N/A | N/A | FIXED | N/A | General Luminaries, Non Directional | UNSET | N/A | D5020210 | N/A | N/A | N/A | 0 | L1 | 0 | N/A | N/A | N/A | 0 | UNSET | UNSET | 0 | 0 | 0 | 0 | 0 | [9 empty] | N/A | Lighting - Fluorescent |  |  | 23.80.70.11.11 |  |  | Q4 |  |  |  | 1291.669250 | Lighting - Dwelling Unit | 1 | L42C | 9 |  |  | 2900.000000 | 32 | [9 empty] | Glass - White, High Luminance |  | 1.200000 | 2.000000 | Metal - Paint Finish - Ivory, Glossy | Metal - Paint Finish - Ivory, Glossy
985 | 2D05 | 0 | 775523 | New Construction | N/A |  | 0 |  | 0 |  | 103496 | Point+HemiSpherical | 45852 |  | 53719 | REF TYPE MARK | 0 | Q4 - 1219mm - 1m Drop | 0 | 86662 | 94143,94144,94145,94146,94147,94148,94149,103507,103508,103509,103510,103511,103512,103513,103514,103515 | 0yuotxu8DEgv2qMIt$xMBM | 1 |  | M_Pendant Light - Linear:Q4 - 1219mm - 1m Drop:Q4 - 1219mm - 1m Drop:775523 |  | NO | N/A | 985 | N/A | 16777215 | N/A | N/A | N/A | N/A | N/A |  | 120 V/1-64 VA | N/A | Linked Revit Model : Clinic_S.rvt | UNSET |  |  | Level: Level 2 | UNSET | F | 0 | 4.680000 |  | 688.890267 | 0 | 0.050000 |  |  |  | 1.200000 |  |  | T8, 1219mm, RAPID START, CRI=75 T8, 1219mm, RAPID START, CRI=75 T8, 1219mm, RAPID START, CRI=75 |  | N/A | UNSET | N/A | N/A | TRUE | N/A | 0 | N/A | 0 | 0 | 0 | 0 | 0 | UNSET | N/A | N/A | FIXED | N/A | General Luminaries, Non Directional | UNSET | N/A | D5020210 | N/A | N/A | N/A | 0 | L1 | 0 | N/A | N/A | N/A | 0 | UNSET | UNSET | 0 | 0 | 0 | 0 | 0 | [9 empty] | N/A | Lighting - Fluorescent |  |  | 23.80.70.11.11 |  |  | Q4 |  |  |  | 1291.669250 | Lighting - Dwelling Unit | 1 | L42C | 9 |  |  | 2900.000000 | 32 | [9 empty] | Glass - White, High Luminance |  | 1.200000 | 2.000000 | Metal - Paint Finish - Ivory, Glossy | Metal - Paint Finish - Ivory, Glossy
986 | 2D05 | 0 | 775602 | New Construction | N/A |  | 0 |  | 0 |  | 103496 | Point+HemiSpherical | 45853 |  | 53720 | REF TYPE MARK | 0 | Q4 - 1219mm - 1m Drop | 0 | 86661 | 94150,94151,94152,94153,94154,94155,94156,103507,103508,103509,103510,103511,103512,103513,103514,103515 | 0yuotxu8DEgv2qMIt$xM87 | 1 |  | M_Pendant Light - Linear:Q4 - 1219mm - 1m Drop:Q4 - 1219mm - 1m Drop:775602 |  | NO | N/A | 986 | N/A | 16777215 | N/A | N/A | N/A | N/A | N/A |  | 120 V/1-64 VA | N/A | Linked Revit Model : Clinic_S.rvt | UNSET |  |  | Level: Level 2 | UNSET | F | 0 | 4.680000 |  | 688.890267 | 0 | 0.050000 |  |  |  | 1.200000 |  |  | T8, 1219mm, RAPID START, CRI=75 T8, 1219mm, RAPID START, CRI=75 T8, 1219mm, RAPID START, CRI=75 |  | N/A | UNSET | N/A | N/A | TRUE | N/A | 0 | N/A | 0 | 0 | 0 | 0 | 0 | UNSET | N/A | N/A | FIXED | N/A | General Luminaries, Non Directional | UNSET | N/A | D5020210 | N/A | N/A | N/A | 0 | L1 | 0 | N/A | N/A | N/A | 0 | UNSET | UNSET | 0 | 0 | 0 | 0 | 0 | [9 empty] | N/A | Lighting - Fluorescent |  |  | 23.80.70.11.11 |  |  | Q4 |  |  |  | 1291.669250 | Lighting - Dwelling Unit | 1 | L42C | 9 |  |  | 2900.000000 | 32 | [9 empty] | Glass - White, High Luminance |  | 1.200000 | 2.000000 | Metal - Paint Finish - Ivory, Glossy | Metal - Paint Finish - Ivory, Glossy
987 | 2D05 | 0 | 775688 | New Construction | N/A |  | 0 |  | 0 |  | 103496 | Point+HemiSpherical | 45854 |  | 53721 | REF TYPE MARK | 0 | Q4B - 1219mm - 1m Drop | 0 | 86660 | 94157,94158,94159,94160,94161,94162,94163,103396,103397,103398,103399,103400,103401,103402,103403,103405 | 0yuotxu8DEgv2qMIt$xM6z | 1 |  | M_Pendant Light - Linear:Q4B - 1219mm - 1m Drop:Q4B - 1219mm - 1m Drop:775688 |  | YES | N/A | 987 | N/A | 16777215 | N/A | N/A | N/A | N/A | N/A |  | 120 V/1-64 VA | N/A | Linked Revit Model : Clinic_S.rvt | UNSET |  |  | Level: Level 2 | UNSET | F | 0 | 4.680000 |  | 688.890267 | 0 | 0.050000 |  |  |  | 1.200000 |  |  | T8, 1219mm, RAPID START, CRI=75 T8, 1219mm, RAPID START, CRI=75 T8, 1219mm, RAPID START, CRI=75 |  | N/A | UNSET | N/A | N/A | TRUE | N/A | 0 | N/A | 0 | 0 | 0 | 0 | 0 | UNSET | N/A | N/A | FIXED | N/A | General Luminaries, Non Directional | UNSET | N/A | D5020210 | N/A | N/A | N/A | 0 | L1 | 0 | N/A | N/A | N/A | 0 | UNSET | UNSET | 0 | 0 | 0 | 0 | 0 | [9 empty] | N/A | Lighting - Fluorescent |  |  | 23.80.70.11.11 |  |  | Q4B |  |  |  | 1291.669250 | Lighting - Dwelling Unit | 1 | L42C | 9 |  |  | 2900.000000 | 32 | [9 empty] | Glass - White, High Luminance |  | 1.200000 | 2.000000 | Metal - Paint Finish - Ivory, Glossy | Metal - Paint Finish - Ivory, Glossy
988 | 2D05 | 0 | 775734 | New Construction | N/A |  | 0 |  | 0 |  | 103496 | Point+HemiSpherical | 45855 |  | 53722 | REF TYPE MARK | 0 | Q4 - 1219mm - 1m Drop | 0 | 86659 | 94164,94165,94166,94167,94168,94169,94170,103507,103508,103509,103510,103511,103512,103513,103514,103515 | 0yuotxu8DEgv2qMIt$xM63 | 1 |  | M_Pendant Light - Linear:Q4 - 1219mm - 1m Drop:Q4 - 1219mm - 1m Drop:775734 |  | NO | N/A | 988 | N/A | 16777215 | N/A | N/A | N/A | N/A | N/A |  | 120 V/1-64 VA | N/A | Linked Revit Model : Clinic_S.rvt | UNSET |  |  | Level: Level 2 | UNSET | F | 0 | 4.680000 |  | 688.890267 | 0 | 0.050000 |  |  |  | 1.200000 |  |  | T8, 1219mm, RAPID START, CRI=75 T8, 1219mm, RAPID START, CRI=75 T8, 1219mm, RAPID START, CRI=75 |  | N/A | UNSET | N/A | N/A | TRUE | N/A | 0 | N/A | 0 | 0 | 0 | 0 | 0 | UNSET | N/A | N/A | FIXED | N/A | General Luminaries, Non Directional | UNSET | N/A | D5020210 | N/A | N/A | N/A | 0 | L1 | 0 | N/A | N/A | N/A | 0 | UNSET | UNSET | 0 | 0 | 0 | 0 | 0 | [9 empty] | N/A | Lighting - Fluorescent |  |  | 23.80.70.11.11 |  |  | Q4 |  |  |  | 1291.669250 | Lighting - Dwelling Unit | 1 | L42C | 9 |  |  | 2900.000000 | 32 | [9 empty] | Glass - White, High Luminance |  | 1.200000 | 2.000000 | Metal - Paint Finish - Ivory, Glossy | Metal - Paint Finish - Ivory, Glossy
989 | 2D05 | 0 | 775855 | New Construction | N/A |  | 0 |  | 0 |  | 103496 | Point+HemiSpherical | 45856 |  | 53723 | REF TYPE MARK | 0 | Q4 - 1219mm - 1m Drop | 0 | 86658 | 94171,94172,94173,94174,94175,94176,94177,103507,103508,103509,103510,103511,103512,103513,103514,103515 | 0yuotxu8DEgv2qMIt$xM4Q | 1 |  | M_Pendant Light - Linear:Q4 - 1219mm - 1m Drop:Q4 - 1219mm - 1m Drop:775855 |  | NO | N/A | 989 | N/A | 16777215 | N/A | N/A | N/A | N/A | N/A |  | 120 V/1-64 VA | N/A | Linked Revit Model : Clinic_S.rvt | UNSET |  |  | Level: Level 2 | UNSET | F | 0 | 4.680000 |  | 688.890267 | 0 | 0.050000 |  |  |  | 1.200000 |  |  | T8, 1219mm, RAPID START, CRI=75 T8, 1219mm, RAPID START, CRI=75 T8, 1219mm, RAPID START, CRI=75 |  | N/A | UNSET | N/A | N/A | TRUE | N/A | 0 | N/A | 0 | 0 | 0 | 0 | 0 | UNSET | N/A | N/A | FIXED | N/A | General Luminaries, Non Directional | UNSET | N/A | D5020210 | N/A | N/A | N/A | 0 | L1 | 0 | N/A | N/A | N/A | 0 | UNSET | UNSET | 0 | 0 | 0 | 0 | 0 | [9 empty] | N/A | Lighting - Fluorescent |  |  | 23.80.70.11.11 |  |  | Q4 |  |  |  | 1291.669250 | Lighting - Dwelling Unit | 1 | L42C | 9 |  |  | 2900.000000 | 32 | [9 empty] | Glass - White, High Luminance |  | 1.200000 | 2.000000 | Metal - Paint Finish - Ivory, Glossy | Metal - Paint Finish - Ivory, Glossy
990 | 2D05 | 0 | 775907 | New Construction | N/A |  | 0 |  | 0 |  | 103496 | Point+HemiSpherical | 45857 |  | 53724 | REF TYPE MARK | 0 | Q4 - 1219mm - 1m Drop | 0 | 86657 | 94179,94180,94181,94182,94183,94184,94185,103507,103508,103509,103510,103511,103512,103513,103514,103515 | 0yuotxu8DEgv2qMIt$xM5M | 1 |  | M_Pendant Light - Linear:Q4 - 1219mm - 1m Drop:Q4 - 1219mm - 1m Drop:775907 |  | NO | N/A | 990 | N/A | 16777215 | N/A | N/A | N/A | N/A | N/A |  | 120 V/1-64 VA | N/A | Linked Revit Model : Clinic_S.rvt | UNSET |  |  | Level: Level 2 | UNSET | F | 0 | 4.680000 |  | 688.890267 | 0 | 0.050000 |  |  |  | 1.200000 |  |  | T8, 1219mm, RAPID START, CRI=75 T8, 1219mm, RAPID START, CRI=75 T8, 1219mm, RAPID START, CRI=75 |  | N/A | UNSET | N/A | N/A | TRUE | N/A | 0 | N/A | 0 | 0 | 0 | 0 | 0 | UNSET | N/A | N/A | FIXED | N/A | General Luminaries, Non Directional | UNSET | N/A | D5020210 | N/A | N/A | N/A | 0 | L1 | 0 | N/A | N/A | N/A | 0 | UNSET | UNSET | 0 | 0 | 0 | 0 | 0 | [9 empty] | N/A | Lighting - Fluorescent |  |  | 23.80.70.11.11 |  |  | Q4 |  |  |  | 1291.669250 | Lighting - Dwelling Unit | 1 | L42C | 9 |  |  | 2900.000000 | 32 | [9 empty] | Glass - White, High Luminance |  | 1.200000 | 2.000000 | Metal - Paint Finish - Ivory, Glossy | Metal - Paint Finish - Ivory, Glossy
991 | 2D05 | 0 | 776018 | New Construction | N/A |  | 0 |  | 0 |  | 103496 | Point+HemiSpherical | 45858 |  | 53725 | REF TYPE MARK | 0 | Q4B - 1219mm - 1m Drop | 0 | 86656 | 94187,94188,94189,94190,94191,94192,94193,103396,103397,103398,103399,103400,103401,103402,103403,103405 | 0yuotxu8DEgv2qMIt$xM3d | 1 |  | M_Pendant Light - Linear:Q4B - 1219mm - 1m Drop:Q4B - 1219mm - 1m Drop:776018 |  | YES | N/A | 991 | N/A | 16777215 | N/A | N/A | N/A | N/A | N/A |  | 120 V/1-64 VA | N/A | Linked Revit Model : Clinic_S.rvt | UNSET |  |  | Level: Level 2 | UNSET | F | 0 | 4.680000 |  | 688.890267 | 0 | 0.050000 |  |  |  | 1.200000 |  |  | T8, 1219mm, RAPID START, CRI=75 T8, 1219mm, RAPID START, CRI=75 T8, 1219mm, RAPID START, CRI=75 |  | N/A | UNSET | N/A | N/A | TRUE | N/A | 0 | N/A | 0 | 0 | 0 | 0 | 0 | UNSET | N/A | N/A | FIXED | N/A | General Luminaries, Non Directional | UNSET | N/A | D5020210 | N/A | N/A | N/A | 0 | L1 | 0 | N/A | N/A | N/A | 0 | UNSET | UNSET | 0 | 0 | 0 | 0 | 0 | [9 empty] | N/A | Lighting - Fluorescent |  |  | 23.80.70.11.11 |  |  | Q4B |  |  |  | 1291.669250 | Lighting - Dwelling Unit | 1 | L42C | 9 |  |  | 2900.000000 | 32 | [9 empty] | Glass - White, High Luminance |  | 1.200000 | 2.000000 | Metal - Paint Finish - Ivory, Glossy | Metal - Paint Finish - Ivory, Glossy
1470 | 2D05 |  | 837305 | New Construction | N/A | [5 empty] | 103496 |  | 46157 |  | 43400 |  |  | Single Pole | 0 |  | 96119,96120,96121,96122,96123,96124,103554,103555,103556,103557,103558,103559 | 3q4w0ijjzFuh9My1IanP$x | 1 |  | M_Lighting Switches:Single Pole:Single Pole:837305 |  |  | N/A | 1470 | N/A |  | N/A | N/A | N/A | N/A | N/A |  | 120 V/1-0 VA | N/A | Grid : 6 |  |  |  | Level: Level 2 |  |  |  | 1.200000 |  | 0.000000 | [5 empty] | 1.200000 |  |  |  |  | N/A | UNSET | N/A | N/A | TRUE | N/A | 0 | N/A | 0 | 0 | 0 | 0 | 0 | UNSET | N/A | N/A | FIXED | N/A | Switches | UNSET | N/A |  | N/A | N/A | N/A | 0 | L1 | 0 | N/A | N/A | N/A | 0 | [16 empty] | N/A |  |  |  | 23.80.50.11.14 | [7 empty] | Other |  | L42C | 9 | [5 empty] | 1291.669250 | 0.000000
2316 | 2D05 |  | 965324 | New Construction | N/A | [5 empty] | 103496 |  | 47006 |  | 44232 |  |  | Standard | 0 |  | 101311,101312,101313,101314,101315,101316,103571,103572,103573,103574,103575 | 2Ln8QrpTf9QOKf9KnjEvtG | 1 |  | M_Duplex Receptacle:Standard:Standard:965324 |  |  | N/A | 2316 | N/A |  | N/A | N/A | N/A | N/A | N/A |  | 120 V/1-180 VA | N/A | Grid : 6 | UNSET |  |  | Level: Level 2 |  |  |  | 0.500000 | [7 empty] | 0.460000 |  |  |  |  | N/A | UNSET | N/A | N/A | TRUE | N/A | 0 | N/A | 0 | 0 | 0 | 0 | 0 | UNSET | N/A | N/A | FIXED | N/A | Ground Fault Receptacles | UNSET | N/A |  | N/A | N/A | N/A | 0 | L1 | 0 | N/A | N/A | N/A | 0 | [16 empty] | N/A |  |  |  | 23.80.50.11.17 | [7 empty] | Receptacle |  | N22C1 | 24 | [5 empty] | 1291.669250 | 0.000000 | 743 | 1937.503875 | TRUE
2317 | 2D05 |  | 965367 | New Construction | N/A | [5 empty] | 103496 |  | 47007 |  | 44233 |  |  | Standard | 0 |  | 101317,101318,101319,101320,101321,101322,103571,103572,103573,103574,103575 | 2Ln8QrpTf9QOKf9KnjEvth | 1 |  | M_Duplex Receptacle:Standard:Standard:965367 |  |  | N/A | 2317 | N/A |  | N/A | N/A | N/A | N/A | N/A |  | 120 V/1-180 VA | N/A | Grid : 6 | UNSET |  |  | Level: Level 2 |  |  |  | 0.500000 | [7 empty] | 0.460000 |  |  |  |  | N/A | UNSET | N/A | N/A | TRUE | N/A | 0 | N/A | 0 | 0 | 0 | 0 | 0 | UNSET | N/A | N/A | FIXED | N/A | Ground Fault Receptacles | UNSET | N/A |  | N/A | N/A | N/A | 0 | L1 | 0 | N/A | N/A | N/A | 0 | [16 empty] | N/A |  |  |  | 23.80.50.11.17 | [7 empty] | Receptacle |  | N22C1 | 24 | [5 empty] | 1291.669250 | 0.000000 | 744 | 1937.503875 | TRUE
2318 | 2D05 |  | 965754 | New Construction | N/A | [5 empty] | 103496 |  | 47008 |  | 44234 |  |  | Standard | 0 |  | 101323,101324,101325,101326,101327,101328,103571,103572,103573,103574,103575 | 2Ln8QrpTf9QOKf9KnjEvjc | 1 |  | M_Duplex Receptacle:Standard:Standard:965754 |  |  | N/A | 2318 | N/A |  | N/A | N/A | N/A | N/A | N/A |  | 120 V/1-180 VA | N/A | Linked Revit Model : Clinic_A.rvt | UNSET |  |  | Level: Level 2 |  |  |  | 0.500000 | [7 empty] | 0.460000 |  |  |  |  | N/A | UNSET | N/A | N/A | TRUE | N/A | 0 | N/A | 0 | 0 | 0 | 0 | 0 | UNSET | N/A | N/A | FIXED | N/A | Ground Fault Receptacles | UNSET | N/A |  | N/A | N/A | N/A | 0 | L1 | 0 | N/A | N/A | N/A | 0 | [16 empty] | N/A |  |  |  | 23.80.50.11.17 | [7 empty] | Receptacle |  | N22C1 | 24 | [5 empty] | 1291.669250 | 0.000000 | 745 | 1937.503875 | TRUE
2319 | 2D05 |  | 965877 | New Construction | N/A | [5 empty] | 103496 |  | 47009 |  | 44235 |  |  | Standard | 0 |  | 101329,101330,101331,101332,101333,101334,103571,103572,103573,103574,103575 | 2Ln8QrpTf9QOKf9KnjEvlf | 1 |  | M_Duplex Receptacle:Standard:Standard:965877 |  |  | N/A | 2319 | N/A |  | N/A | N/A | N/A | N/A | N/A |  | 120 V/1-180 VA | N/A | Linked Revit Model : Clinic_S.rvt | UNSET |  |  | Level: Level 2 |  |  |  | 0.500000 | [7 empty] | 0.460000 |  |  |  |  | N/A | UNSET | N/A | N/A | TRUE | N/A | 0 | N/A | 0 | 0 | 0 | 0 | 0 | UNSET | N/A | N/A | FIXED | N/A | Ground Fault Receptacles | UNSET | N/A |  | N/A | N/A | N/A | 0 | L1 | 0 | N/A | N/A | N/A | 0 | [16 empty] | N/A |  |  |  | 23.80.50.11.17 | [7 empty] | Receptacle |  | N22C1 | 24 | [5 empty] | 1291.669250 | 0.000000 | 746 | 1937.503875 | TRUE
2321 | 2D05 |  | 965999 | New Construction | N/A | [5 empty] | 103496 |  | 47011 |  | 44237 |  |  | Standard | 0 |  | 101341,101342,101343,101344,101345,101346,103571,103572,103573,103574,103575 | 2Ln8QrpTf9QOKf9KnjEvfp | 1 |  | M_Duplex Receptacle:Standard:Standard:965999 |  |  | N/A | 2321 | N/A |  | N/A | N/A | N/A | N/A | N/A |  | 120 V/1-180 VA | N/A | Linked Revit Model : Clinic_S.rvt | UNSET |  |  | Level: Level 2 |  |  |  | 0.500000 | [7 empty] | 0.460000 |  |  |  |  | N/A | UNSET | N/A | N/A | TRUE | N/A | 0 | N/A | 0 | 0 | 0 | 0 | 0 | UNSET | N/A | N/A | FIXED | N/A | Ground Fault Receptacles | UNSET | N/A |  | N/A | N/A | N/A | 0 | L1 | 0 | N/A | N/A | N/A | 0 | [16 empty] | N/A |  |  |  | 23.80.50.11.17 | [7 empty] | Receptacle |  | N22C1 | 24 | [5 empty] | 1291.669250 | 0.000000 | 748 | 1937.503875 | TRUE
2482 | 2D05 |  | 980932 | New Construction | N/A | [5 empty] | 103496 |  | 47172 |  | 44398 |  |  | Standard | 0 |  | 102307,102308,102309,102310,102311,102312,103571,103572,103573,103574,103575 | 1ZhgLpwJLD8OCzRSS4hhXc | 1 |  | M_Duplex Receptacle:Standard:Standard:980932 |  |  | N/A | 2482 | N/A |  | N/A | N/A | N/A | N/A | N/A |  | 120 V/1-180 VA | N/A | Linked Revit Model : Clinic_A.rvt | UNSET |  |  | Level: Level 2 |  |  |  | 0.500000 | [7 empty] | 0.460000 |  |  |  |  | N/A | UNSET | N/A | N/A | TRUE | N/A | 0 | N/A | 0 | 0 | 0 | 0 | 0 | UNSET | N/A | N/A | FIXED | N/A | Ground Fault Receptacles | UNSET | N/A |  | N/A | N/A | N/A | 0 | L1 | 0 | N/A | N/A | N/A | 0 | [16 empty] | N/A |  |  |  | 23.80.50.11.17 | [7 empty] | Receptacle |  | N22C1 | 24 | [5 empty] | 1291.669250 | 0.000000 | 909 | 1937.503875 | TRUE
2483 | 2D05 |  | 981238 | New Construction | N/A | [5 empty] | 103496 |  | 47173 |  | 44399 |  |  | Standard | 0 |  | 102313,102314,102315,102316,102317,102318,103571,103572,103573,103574,103575 | 1ZhgLpwJLD8OCzRSS4hhTK | 1 |  | M_Duplex Receptacle:Standard:Standard:981238 |  |  | N/A | 2483 | N/A |  | N/A | N/A | N/A | N/A | N/A |  | 120 V/1-180 VA | N/A | Linked Revit Model : Clinic_A.rvt | UNSET |  |  | Level: Level 2 |  |  |  | 0.500000 | [7 empty] | 0.460000 |  |  |  |  | N/A | UNSET | N/A | N/A | TRUE | N/A | 0 | N/A | 0 | 0 | 0 | 0 | 0 | UNSET | N/A | N/A | FIXED | N/A | Ground Fault Receptacles | UNSET | N/A |  | N/A | N/A | N/A | 0 | L1 | 0 | N/A | N/A | N/A | 0 | [16 empty] | N/A |  |  |  | 23.80.50.11.17 | [7 empty] | Receptacle |  | N22C1 | 24 | [5 empty] | 1291.669250 | 0.000000 | 910 | 1937.503875 | TRUE
907 | 2D06 | 0 | 769040 | New Construction | N/A |  | 0 |  | 0 |  | 103294 | Point+HemiSpherical | 45774 |  | 53641 | REF TYPE MARK | 0 | B1 - 0610x1219mm | 0 | 86740 | 93597,93598,93599,93600,93601,93602,93603,103561,103562,103563,103564,103565,103566,103567,103568,103569 | 0yuotxu8DEgv2qMIt$xGkb | 1 |  | M_Troffer Light - Parabolic Rectangular:B1 - 0610x1219mm:B1 - 0610x1219mm:769040 |  | NO | N/A | 907 | N/A | 16777215 | N/A | N/A | N/A | N/A | N/A |  | 120 V/1-80 VA | N/A | Linked Revit Model : Clinic_A.rvt | UNSET |  |  | Level: Level 2 | UNSET | F | 0 | 2.680000 |  | 861.112833 | 0 | 0.050000 |  |  |  | 1.200000 |  |  | T8, 1219mm, RAPID START, CRI=75 |  | N/A | UNSET | N/A | N/A | TRUE | N/A | 0 | N/A | 0 | 0 | 0 | 0 | 0 | UNSET | N/A | N/A | FIXED | N/A | Downlights | UNSET | N/A | D5020210 | N/A | N/A | N/A | 0 | L1 | 0 | N/A | N/A | N/A | 0 | UNSET | UNSET | 0 | 0 | 0 | 0 | 0 | [9 empty] | N/A | Lighting - Fluorescent |  |  | 23.80.70.11.14.11 |  |  | B1 |  |  |  | 1291.669250 | Lighting - Dwelling Unit | 1 | L42B | 6 |  |  | 2900.000000 | 32 | [8 empty] | Metal - Paint Finish - Dark Gray, Matte | Glass - White, High Luminance | Metal - Chrome
908 | 2D06 | 0 | 769117 | New Construction | N/A |  | 0 |  | 0 |  | 103294 | Point+HemiSpherical | 45775 |  | 53642 | REF TYPE MARK | 0 | B1 - 0610x1219mm | 0 | 86739 | 93604,93605,93606,93607,93608,93609,93610,103561,103562,103563,103564,103565,103566,103567,103568,103569 | 0yuotxu8DEgv2qMIt$xGle | 1 |  | M_Troffer Light - Parabolic Rectangular:B1 - 0610x1219mm:B1 - 0610x1219mm:769117 |  | NO | N/A | 908 | N/A | 16777215 | N/A | N/A | N/A | N/A | N/A |  | 120 V/1-80 VA | N/A | Linked Revit Model : Clinic_A.rvt | UNSET |  |  | Level: Level 2 | UNSET | F | 0 | 2.680000 |  | 861.112833 | 0 | 0.050000 |  |  |  | 1.200000 |  |  | T8, 1219mm, RAPID START, CRI=75 |  | N/A | UNSET | N/A | N/A | TRUE | N/A | 0 | N/A | 0 | 0 | 0 | 0 | 0 | UNSET | N/A | N/A | FIXED | N/A | Downlights | UNSET | N/A | D5020210 | N/A | N/A | N/A | 0 | L1 | 0 | N/A | N/A | N/A | 0 | UNSET | UNSET | 0 | 0 | 0 | 0 | 0 | [9 empty] | N/A | Lighting - Fluorescent |  |  | 23.80.70.11.14.11 |  |  | B1 |  |  |  | 1291.669250 | Lighting - Dwelling Unit | 1 | L42B | 6 |  |  | 2900.000000 | 32 | [8 empty] | Metal - Paint Finish - Dark Gray, Matte | Glass - White, High Luminance | Metal - Chrome
1474 | 2D06 |  | 839210 | New Construction | N/A | [5 empty] | 103294 |  | 46161 |  | 43404 |  |  | Single Pole | 0 |  | 96143,96144,96145,96146,96147,96148,103554,103555,103556,103557,103558,103559 | 3q4w0ijjzFuh9My1IanPTe | 1 |  | M_Lighting Switches:Single Pole:Single Pole:839210 |  |  | N/A | 1474 | N/A |  | N/A | N/A | N/A | N/A | N/A |  | 120 V/1-0 VA | N/A | Linked Revit Model : Clinic_A.rvt |  |  |  | Level: Level 2 |  |  |  | 1.200000 |  | 0.000000 | [5 empty] | 1.200000 |  |  |  |  | N/A | UNSET | N/A | N/A | TRUE | N/A | 0 | N/A | 0 | 0 | 0 | 0 | 0 | UNSET | N/A | N/A | FIXED | N/A | Switches | UNSET | N/A |  | N/A | N/A | N/A | 0 | L1 | 0 | N/A | N/A | N/A | 0 | [16 empty] | N/A |  |  |  | 23.80.50.11.14 | [7 empty] | Other |  | L42B | 6 | [5 empty] | 1291.669250 | 0.000000
1475 | 2D06 |  | 839646 | New Construction | N/A | [5 empty] | 103294 |  | 46162 |  | 43405 |  |  | Single Pole | 0 |  | 96149,96150,96151,96152,96153,96154,103554,103555,103556,103557,103558,103559 | 3q4w0ijjzFuh9My1IanPQS | 1 |  | M_Lighting Switches:Single Pole:Single Pole:839646 |  |  | N/A | 1475 | N/A |  | N/A | N/A | N/A | N/A | N/A |  | 120 V/1-0 VA | N/A | Grid : 6 |  |  |  | Level: Level 2 |  |  |  | 1.200000 |  | 0.000000 | [5 empty] | 1.200000 |  |  |  |  | N/A | UNSET | N/A | N/A | TRUE | N/A | 0 | N/A | 0 | 0 | 0 | 0 | 0 | UNSET | N/A | N/A | FIXED | N/A | Switches | UNSET | N/A |  | N/A | N/A | N/A | 0 | L1 | 0 | N/A | N/A | N/A | 0 | [16 empty] | N/A |  |  |  | 23.80.50.11.14 | [7 empty] | Other |  | L42B | 6 | [5 empty] | 1291.669250 | 0.000000
2306 | 2D06 |  | 962764 | New Construction | N/A | [5 empty] | 103294 |  | 46996 |  | 44222 |  |  | Standard | 0 |  | 101251,101252,101253,101254,101255,101256,103571,103572,103573,103574,103575 | 3e_9ViPQjBmuUesehp3S2b | 1 |  | M_Duplex Receptacle:Standard:Standard:962764 |  |  | N/A | 2306 | N/A |  | N/A | N/A | N/A | N/A | N/A |  | 120 V/1-180 VA | N/A | Linked Revit Model : Clinic_A.rvt | UNSET |  |  | Level: Level 2 |  |  |  | 0.500000 | [7 empty] | 0.460000 |  |  |  |  | N/A | UNSET | N/A | N/A | TRUE | N/A | 0 | N/A | 0 | 0 | 0 | 0 | 0 | UNSET | N/A | N/A | FIXED | N/A | Ground Fault Receptacles | UNSET | N/A |  | N/A | N/A | N/A | 0 | L1 | 0 | N/A | N/A | N/A | 0 | [16 empty] | N/A |  |  |  | 23.80.50.11.17 | [7 empty] | Receptacle |  | N22B | 12 | [5 empty] | 1291.669250 | 0.000000 | 733 | 1937.503875 | TRUE
2307 | 2D06 |  | 962838 | New Construction | N/A | [5 empty] | 103294 |  | 46997 |  | 44223 |  |  | Standard | 0 |  | 101257,101258,101259,101260,101261,101262,103571,103572,103573,103574,103575 | 3e_9ViPQjBmuUesehp3S5$ | 1 |  | M_Duplex Receptacle:Standard:Standard:962838 |  |  | N/A | 2307 | N/A |  | N/A | N/A | N/A | N/A | N/A |  | 120 V/1-180 VA | N/A | Linked Revit Model : Clinic_A.rvt | UNSET |  |  | Level: Level 2 |  |  |  | 0.500000 | [7 empty] | 0.460000 |  |  |  |  | N/A | UNSET | N/A | N/A | TRUE | N/A | 0 | N/A | 0 | 0 | 0 | 0 | 0 | UNSET | N/A | N/A | FIXED | N/A | Ground Fault Receptacles | UNSET | N/A |  | N/A | N/A | N/A | 0 | L1 | 0 | N/A | N/A | N/A | 0 | [16 empty] | N/A |  |  |  | 23.80.50.11.17 | [7 empty] | Receptacle |  | N22B | 8 | [5 empty] | 1291.669250 | 0.000000 | 734 | 1937.503875 | TRUE
2308 | 2D06 |  | 962891 | New Construction | N/A | [5 empty] | 103294 |  | 46998 |  | 44224 |  |  | Standard | 0 |  | 101263,101264,101265,101266,101267,101268,103571,103572,103573,103574,103575 | 3e_9ViPQjBmuUesehp3S4Y | 1 |  | M_Duplex Receptacle:Standard:Standard:962891 |  |  | N/A | 2308 | N/A |  | N/A | N/A | N/A | N/A | N/A |  | 120 V/1-180 VA | N/A | Linked Revit Model : Clinic_A.rvt | UNSET |  |  | Level: Level 2 |  |  |  | 0.500000 | [7 empty] | 0.460000 |  |  |  |  | N/A | UNSET | N/A | N/A | TRUE | N/A | 0 | N/A | 0 | 0 | 0 | 0 | 0 | UNSET | N/A | N/A | FIXED | N/A | Ground Fault Receptacles | UNSET | N/A |  | N/A | N/A | N/A | 0 | L1 | 0 | N/A | N/A | N/A | 0 | [16 empty] | N/A |  |  |  | 23.80.50.11.17 | [7 empty] | Receptacle |  | N22B | 8 | [5 empty] | 1291.669250 | 0.000000 | 735 | 1937.503875 | TRUE
2309 | 2D06 |  | 963035 | New Construction | N/A | [5 empty] | 103294 |  | 46999 |  | 44225 |  |  | Standard | 0 |  | 101269,101270,101271,101272,101273,101274,103571,103572,103573,103574,103575 | 3e_9ViPQjBmuUesehp3S6o | 1 |  | M_Duplex Receptacle:Standard:Standard:963035 |  |  | N/A | 2309 | N/A |  | N/A | N/A | N/A | N/A | N/A |  | 120 V/1-180 VA | N/A | Linked Revit Model : Clinic_A.rvt | UNSET |  |  | Level: Level 2 |  |  |  | 0.500000 | [7 empty] | 0.460000 |  |  |  |  | N/A | UNSET | N/A | N/A | TRUE | N/A | 0 | N/A | 0 | 0 | 0 | 0 | 0 | UNSET | N/A | N/A | FIXED | N/A | Ground Fault Receptacles | UNSET | N/A |  | N/A | N/A | N/A | 0 | L1 | 0 | N/A | N/A | N/A | 0 | [16 empty] | N/A |  |  |  | 23.80.50.11.17 | [7 empty] | Receptacle |  | N22B | 10 | [5 empty] | 1291.669250 | 0.000000 | 736 | 1937.503875 | TRUE
2310 | 2D06 |  | 963199 | New Construction | N/A | [5 empty] | 103294 |  | 47000 |  | 44226 |  |  | Standard | 0 |  | 101275,101276,101277,101278,101279,101280,103571,103572,103573,103574,103575 | 3e_9ViPQjBmuUesehp3S8M | 1 |  | M_Duplex Receptacle:Standard:Standard:963199 |  |  | N/A | 2310 | N/A |  | N/A | N/A | N/A | N/A | N/A |  | 120 V/1-180 VA | N/A | Linked Revit Model : Clinic_A.rvt | UNSET |  |  | Level: Level 2 |  |  |  | 0.500000 | [7 empty] | 0.460000 |  |  |  |  | N/A | UNSET | N/A | N/A | TRUE | N/A | 0 | N/A | 0 | 0 | 0 | 0 | 0 | UNSET | N/A | N/A | FIXED | N/A | Ground Fault Receptacles | UNSET | N/A |  | N/A | N/A | N/A | 0 | L1 | 0 | N/A | N/A | N/A | 0 | [16 empty] | N/A |  |  |  | 23.80.50.11.17 | [7 empty] | Receptacle |  | N22B | 12 | [5 empty] | 1291.669250 | 0.000000 | 737 | 1937.503875 | TRUE
905 | 2D07 | 0 | 768866 | New Construction | N/A |  | 0 |  | 0 |  | 103240 | Point+HemiSpherical | 45772 |  | 53639 | REF TYPE MARK | 0 | B1 - 0610x1219mm | 0 | 86742 | 93583,93584,93585,93586,93587,93588,93589,103561,103562,103563,103564,103565,103566,103567,103568,103569 | 0yuotxu8DEgv2qMIt$xGpN | 1 |  | M_Troffer Light - Parabolic Rectangular:B1 - 0610x1219mm:B1 - 0610x1219mm:768866 |  | NO | N/A | 905 | N/A | 16777215 | N/A | N/A | N/A | N/A | N/A |  | 120 V/1-80 VA | N/A | Linked Revit Model : Clinic_A.rvt | UNSET |  |  | Level: Level 2 | UNSET | F | 0 | 2.680000 |  | 861.112833 | 0 | 0.050000 |  |  |  | 1.200000 |  |  | T8, 1219mm, RAPID START, CRI=75 |  | N/A | UNSET | N/A | N/A | TRUE | N/A | 0 | N/A | 0 | 0 | 0 | 0 | 0 | UNSET | N/A | N/A | FIXED | N/A | Downlights | UNSET | N/A | D5020210 | N/A | N/A | N/A | 0 | L1 | 0 | N/A | N/A | N/A | 0 | UNSET | UNSET | 0 | 0 | 0 | 0 | 0 | [9 empty] | N/A | Lighting - Fluorescent |  |  | 23.80.70.11.14.11 |  |  | B1 |  |  |  | 1291.669250 | Lighting - Dwelling Unit | 1 | L42B | 6 |  |  | 2900.000000 | 32 | [8 empty] | Metal - Paint Finish - Dark Gray, Matte | Glass - White, High Luminance | Metal - Chrome
906 | 2D07 | 0 | 768973 | New Construction | N/A |  | 0 |  | 0 |  | 103240 | Point+HemiSpherical | 45773 |  | 53640 | REF TYPE MARK | 0 | B1 - 0610x1219mm | 0 | 86741 | 93590,93591,93592,93593,93594,93595,93596,103561,103562,103563,103564,103565,103566,103567,103568,103569 | 0yuotxu8DEgv2qMIt$xGnu | 1 |  | M_Troffer Light - Parabolic Rectangular:B1 - 0610x1219mm:B1 - 0610x1219mm:768973 |  | NO | N/A | 906 | N/A | 16777215 | N/A | N/A | N/A | N/A | N/A |  | 120 V/1-80 VA | N/A | Linked Revit Model : Clinic_A.rvt | UNSET |  |  | Level: Level 2 | UNSET | F | 0 | 2.680000 |  | 861.112833 | 0 | 0.050000 |  |  |  | 1.200000 |  |  | T8, 1219mm, RAPID START, CRI=75 |  | N/A | UNSET | N/A | N/A | TRUE | N/A | 0 | N/A | 0 | 0 | 0 | 0 | 0 | UNSET | N/A | N/A | FIXED | N/A | Downlights | UNSET | N/A | D5020210 | N/A | N/A | N/A | 0 | L1 | 0 | N/A | N/A | N/A | 0 | UNSET | UNSET | 0 | 0 | 0 | 0 | 0 | [9 empty] | N/A | Lighting - Fluorescent |  |  | 23.80.70.11.14.11 |  |  | B1 |  |  |  | 1291.669250 | Lighting - Dwelling Unit | 1 | L42B | 6 |  |  | 2900.000000 | 32 | [8 empty] | Metal - Paint Finish - Dark Gray, Matte | Glass - White, High Luminance | Metal - Chrome
1473 | 2D07 |  | 838833 | New Construction | N/A | [5 empty] | 103240 |  | 46160 |  | 43403 |  |  | Single Pole | 0 |  | 96137,96138,96139,96140,96141,96142,103554,103555,103556,103557,103558,103559 | 3q4w0ijjzFuh9My1IanPNp | 1 |  | M_Lighting Switches:Single Pole:Single Pole:838833 |  |  | N/A | 1473 | N/A |  | N/A | N/A | N/A | N/A | N/A |  | 120 V/1-0 VA | N/A | Linked Revit Model : Clinic_A.rvt |  |  |  | Level: Level 2 |  |  |  | 1.200000 |  | 0.000000 | [5 empty] | 1.200000 |  |  |  |  | N/A | UNSET | N/A | N/A | TRUE | N/A | 0 | N/A | 0 | 0 | 0 | 0 | 0 | UNSET | N/A | N/A | FIXED | N/A | Switches | UNSET | N/A |  | N/A | N/A | N/A | 0 | L1 | 0 | N/A | N/A | N/A | 0 | [16 empty] | N/A |  |  |  | 23.80.50.11.14 | [7 empty] | Other |  | L42B | 6 | [5 empty] | 1291.669250 | 0.000000
2302 | 2D07 |  | 962214 | New Construction | N/A | [5 empty] | 103240 |  | 46992 |  | 44218 |  |  | Standard | 0 |  | 101227,101228,101229,101230,101231,101232,103571,103572,103573,103574,103575 | 3e_9ViPQjBmuUesehp3TxF | 1 |  | M_Duplex Receptacle:Standard:Standard:962214 |  |  | N/A | 2302 | N/A |  | N/A | N/A | N/A | N/A | N/A |  | 120 V/1-180 VA | N/A | Linked Revit Model : Clinic_A.rvt | UNSET |  |  | Level: Level 2 |  |  |  | 0.500000 | [7 empty] | 0.460000 |  |  |  |  | N/A | UNSET | N/A | N/A | TRUE | N/A | 0 | N/A | 0 | 0 | 0 | 0 | 0 | UNSET | N/A | N/A | FIXED | N/A | Ground Fault Receptacles | UNSET | N/A |  | N/A | N/A | N/A | 0 | L1 | 0 | N/A | N/A | N/A | 0 | [16 empty] | N/A |  |  |  | 23.80.50.11.17 | [7 empty] | Receptacle |  | N22B | 9 | [5 empty] | 1291.669250 | 0.000000 | 729 | 1937.503875 | TRUE
2303 | 2D07 |  | 962257 | New Construction | N/A | [5 empty] | 103240 |  | 46993 |  | 44219 |  |  | Standard | 0 |  | 101233,101234,101235,101236,101237,101238,103571,103572,103573,103574,103575 | 3e_9ViPQjBmuUesehp3Twu | 1 |  | M_Duplex Receptacle:Standard:Standard:962257 |  |  | N/A | 2303 | N/A |  | N/A | N/A | N/A | N/A | N/A |  | 120 V/1-180 VA | N/A | Linked Revit Model : Clinic_A.rvt | UNSET |  |  | Level: Level 2 |  |  |  | 0.500000 | [7 empty] | 0.460000 |  |  |  |  | N/A | UNSET | N/A | N/A | TRUE | N/A | 0 | N/A | 0 | 0 | 0 | 0 | 0 | UNSET | N/A | N/A | FIXED | N/A | Ground Fault Receptacles | UNSET | N/A |  | N/A | N/A | N/A | 0 | L1 | 0 | N/A | N/A | N/A | 0 | [16 empty] | N/A |  |  |  | 23.80.50.11.17 | [7 empty] | Receptacle |  | N22B | 9 | [5 empty] | 1291.669250 | 0.000000 | 730 | 1937.503875 | TRUE
2304 | 2D07 |  | 962322 | New Construction | N/A | [5 empty] | 103240 |  | 46994 |  | 44220 |  |  | Standard | 0 |  | 101239,101240,101241,101242,101243,101244,103571,103572,103573,103574,103575 | 3e_9ViPQjBmuUesehp3Tzx | 1 |  | M_Duplex Receptacle:Standard:Standard:962322 |  |  | N/A | 2304 | N/A |  | N/A | N/A | N/A | N/A | N/A |  | 120 V/1-180 VA | N/A | Linked Revit Model : Clinic_A.rvt | UNSET |  |  | Level: Level 2 |  |  |  | 0.500000 | [7 empty] | 0.460000 |  |  |  |  | N/A | UNSET | N/A | N/A | TRUE | N/A | 0 | N/A | 0 | 0 | 0 | 0 | 0 | UNSET | N/A | N/A | FIXED | N/A | Ground Fault Receptacles | UNSET | N/A |  | N/A | N/A | N/A | 0 | L1 | 0 | N/A | N/A | N/A | 0 | [16 empty] | N/A |  |  |  | 23.80.50.11.17 | [7 empty] | Receptacle |  | N22B | 9 | [5 empty] | 1291.669250 | 0.000000 | 731 | 1937.503875 | TRUE
2305 | 2D07 |  | 962438 | New Construction | N/A | [5 empty] | 103240 |  | 46995 |  | 44221 |  |  | Standard | 0 |  | 101245,101246,101247,101248,101249,101250,103571,103572,103573,103574,103575 | 3e_9ViPQjBmuUesehp3T$l | 1 |  | M_Duplex Receptacle:Standard:Standard:962438 |  |  | N/A | 2305 | N/A |  | N/A | N/A | N/A | N/A | N/A |  | 120 V/1-180 VA | N/A | Linked Revit Model : Clinic_A.rvt | UNSET |  |  | Level: Level 2 |  |  |  | 0.500000 | [7 empty] | 0.460000 |  |  |  |  | N/A | UNSET | N/A | N/A | TRUE | N/A | 0 | N/A | 0 | 0 | 0 | 0 | 0 | UNSET | N/A | N/A | FIXED | N/A | Ground Fault Receptacles | UNSET | N/A |  | N/A | N/A | N/A | 0 | L1 | 0 | N/A | N/A | N/A | 0 | [16 empty] | N/A |  |  |  | 23.80.50.11.17 | [7 empty] | Receptacle |  | N22B | 9 | [5 empty] | 1291.669250 | 0.000000 | 732 | 1937.503875 | TRUE
903 | 2D08 | 0 | 768636 | New Construction | N/A |  | 0 |  | 0 |  | 103239 | Point+HemiSpherical | 45770 |  | 53637 | REF TYPE MARK | 0 | B1 - 0610x1219mm | 0 | 86744 | 93569,93570,93571,93572,93573,93574,93575,103561,103562,103563,103564,103565,103566,103567,103568,103569 | 0yuotxu8DEgv2qMIt$xGt9 | 1 |  | M_Troffer Light - Parabolic Rectangular:B1 - 0610x1219mm:B1 - 0610x1219mm:768636 |  | NO | N/A | 903 | N/A | 16777215 | N/A | N/A | N/A | N/A | N/A |  | 120 V/1-80 VA | N/A | Linked Revit Model : Clinic_A.rvt | UNSET |  |  | Level: Level 2 | UNSET | F | 0 | 2.680000 |  | 861.112833 | 0 | 0.050000 |  |  |  | 1.200000 |  |  | T8, 1219mm, RAPID START, CRI=75 |  | N/A | UNSET | N/A | N/A | TRUE | N/A | 0 | N/A | 0 | 0 | 0 | 0 | 0 | UNSET | N/A | N/A | FIXED | N/A | Downlights | UNSET | N/A | D5020210 | N/A | N/A | N/A | 0 | L1 | 0 | N/A | N/A | N/A | 0 | UNSET | UNSET | 0 | 0 | 0 | 0 | 0 | [9 empty] | N/A | Lighting - Fluorescent |  |  | 23.80.70.11.14.11 |  |  | B1 |  |  |  | 1291.669250 | Lighting - Dwelling Unit | 1 | L42B | 6 |  |  | 2900.000000 | 32 | [8 empty] | Metal - Paint Finish - Dark Gray, Matte | Glass - White, High Luminance | Metal - Chrome
904 | 2D08 | 0 | 768769 | New Construction | N/A |  | 0 |  | 0 |  | 103239 | Point+HemiSpherical | 45771 |  | 53638 | REF TYPE MARK | 0 | B1 - 0610x1219mm | 0 | 86743 | 93576,93577,93578,93579,93580,93581,93582,103561,103562,103563,103564,103565,103566,103567,103568,103569 | 0yuotxu8DEgv2qMIt$xGoq | 1 |  | M_Troffer Light - Parabolic Rectangular:B1 - 0610x1219mm:B1 - 0610x1219mm:768769 |  | NO | N/A | 904 | N/A | 16777215 | N/A | N/A | N/A | N/A | N/A |  | 120 V/1-80 VA | N/A | Linked Revit Model : Clinic_A.rvt | UNSET |  |  | Level: Level 2 | UNSET | F | 0 | 2.680000 |  | 861.112833 | 0 | 0.050000 |  |  |  | 1.200000 |  |  | T8, 1219mm, RAPID START, CRI=75 |  | N/A | UNSET | N/A | N/A | TRUE | N/A | 0 | N/A | 0 | 0 | 0 | 0 | 0 | UNSET | N/A | N/A | FIXED | N/A | Downlights | UNSET | N/A | D5020210 | N/A | N/A | N/A | 0 | L1 | 0 | N/A | N/A | N/A | 0 | UNSET | UNSET | 0 | 0 | 0 | 0 | 0 | [9 empty] | N/A | Lighting - Fluorescent |  |  | 23.80.70.11.14.11 |  |  | B1 |  |  |  | 1291.669250 | Lighting - Dwelling Unit | 1 | L42B | 6 |  |  | 2900.000000 | 32 | [8 empty] | Metal - Paint Finish - Dark Gray, Matte | Glass - White, High Luminance | Metal - Chrome
1472 | 2D08 |  | 838503 | New Construction | N/A | [5 empty] | 103239 |  | 46159 |  | 43402 |  |  | Single Pole | 0 |  | 96131,96132,96133,96134,96135,96136,103554,103555,103556,103557,103558,103559 | 3q4w0ijjzFuh9My1IanP8b | 1 |  | M_Lighting Switches:Single Pole:Single Pole:838503 |  |  | N/A | 1472 | N/A |  | N/A | N/A | N/A | N/A | N/A |  | 120 V/1-0 VA | N/A | Linked Revit Model : Clinic_A.rvt |  |  |  | Level: Level 2 |  |  |  | 1.200000 |  | 0.000000 | [5 empty] | 1.200000 |  |  |  |  | N/A | UNSET | N/A | N/A | TRUE | N/A | 0 | N/A | 0 | 0 | 0 | 0 | 0 | UNSET | N/A | N/A | FIXED | N/A | Switches | UNSET | N/A |  | N/A | N/A | N/A | 0 | L1 | 0 | N/A | N/A | N/A | 0 | [16 empty] | N/A |  |  |  | 23.80.50.11.14 | [7 empty] | Other |  | L42B | 6 | [5 empty] | 1291.669250 | 0.000000
2298 | 2D08 |  | 962030 | New Construction | N/A | [5 empty] | 103239 |  | 46988 |  | 44214 |  |  | Standard | 0 |  | 101203,101204,101205,101206,101207,101208,103571,103572,103573,103574,103575 | 3e_9ViPQjBmuUesehp3Ts7 | 1 |  | M_Duplex Receptacle:Standard:Standard:962030 |  |  | N/A | 2298 | N/A |  | N/A | N/A | N/A | N/A | N/A |  | 120 V/1-180 VA | N/A | Linked Revit Model : Clinic_A.rvt | UNSET |  |  | Level: Level 2 |  |  |  | 0.500000 | [7 empty] | 0.460000 |  |  |  |  | N/A | UNSET | N/A | N/A | TRUE | N/A | 0 | N/A | 0 | 0 | 0 | 0 | 0 | UNSET | N/A | N/A | FIXED | N/A | Ground Fault Receptacles | UNSET | N/A |  | N/A | N/A | N/A | 0 | L1 | 0 | N/A | N/A | N/A | 0 | [16 empty] | N/A |  |  |  | 23.80.50.11.17 | [7 empty] | Receptacle |  | N22B | 11 | [5 empty] | 1291.669250 | 0.000000 | 725 | 1937.503875 | TRUE
2299 | 2D08 |  | 962084 | New Construction | N/A | [5 empty] | 103239 |  | 46989 |  | 44215 |  |  | Standard | 0 |  | 101209,101210,101211,101212,101213,101214,103571,103572,103573,103574,103575 | 3e_9ViPQjBmuUesehp3TvD | 1 |  | M_Duplex Receptacle:Standard:Standard:962084 |  |  | N/A | 2299 | N/A |  | N/A | N/A | N/A | N/A | N/A |  | 120 V/1-180 VA | N/A | Linked Revit Model : Clinic_A.rvt | UNSET |  |  | Level: Level 2 |  |  |  | 0.500000 | [7 empty] | 0.460000 |  |  |  |  | N/A | UNSET | N/A | N/A | TRUE | N/A | 0 | N/A | 0 | 0 | 0 | 0 | 0 | UNSET | N/A | N/A | FIXED | N/A | Ground Fault Receptacles | UNSET | N/A |  | N/A | N/A | N/A | 0 | L1 | 0 | N/A | N/A | N/A | 0 | [16 empty] | N/A |  |  |  | 23.80.50.11.17 | [7 empty] | Receptacle |  | N22B | 11 | [5 empty] | 1291.669250 | 0.000000 | 726 | 1937.503875 | TRUE
2300 | 2D08 |  | 962127 | New Construction | N/A | [5 empty] | 103239 |  | 46990 |  | 44216 |  |  | Standard | 0 |  | 101215,101216,101217,101218,101219,101220,103571,103572,103573,103574,103575 | 3e_9ViPQjBmuUesehp3Tuc | 1 |  | M_Duplex Receptacle:Standard:Standard:962127 |  |  | N/A | 2300 | N/A |  | N/A | N/A | N/A | N/A | N/A |  | 120 V/1-180 VA | N/A | Linked Revit Model : Clinic_A.rvt | UNSET |  |  | Level: Level 2 |  |  |  | 0.500000 | [7 empty] | 0.460000 |  |  |  |  | N/A | UNSET | N/A | N/A | TRUE | N/A | 0 | N/A | 0 | 0 | 0 | 0 | 0 | UNSET | N/A | N/A | FIXED | N/A | Ground Fault Receptacles | UNSET | N/A |  | N/A | N/A | N/A | 0 | L1 | 0 | N/A | N/A | N/A | 0 | [16 empty] | N/A |  |  |  | 23.80.50.11.17 | [7 empty] | Receptacle |  | N22B | 11 | [5 empty] | 1291.669250 | 0.000000 | 727 | 1937.503875 | TRUE
2301 | 2D08 |  | 962171 | New Construction | N/A | [5 empty] | 103239 |  | 46991 |  | 44217 |  |  | Standard | 0 |  | 101221,101222,101223,101224,101225,101226,103571,103572,103573,103574,103575 | 3e_9ViPQjBmuUesehp3TuI | 1 |  | M_Duplex Receptacle:Standard:Standard:962171 |  |  | N/A | 2301 | N/A |  | N/A | N/A | N/A | N/A | N/A |  | 120 V/1-180 VA | N/A | Linked Revit Model : Clinic_A.rvt | UNSET |  |  | Level: Level 2 |  |  |  | 0.500000 | [7 empty] | 0.460000 |  |  |  |  | N/A | UNSET | N/A | N/A | TRUE | N/A | 0 | N/A | 0 | 0 | 0 | 0 | 0 | UNSET | N/A | N/A | FIXED | N/A | Ground Fault Receptacles | UNSET | N/A |  | N/A | N/A | N/A | 0 | L1 | 0 | N/A | N/A | N/A | 0 | [16 empty] | N/A |  |  |  | 23.80.50.11.17 | [7 empty] | Receptacle |  | N22B | 11 | [5 empty] | 1291.669250 | 0.000000 | 728 | 1937.503875 | TRUE
901 | 2D09 | 0 | 768435 | New Construction | N/A |  | 0 |  | 0 |  | 103238 | Point+HemiSpherical | 45768 |  | 53635 | REF TYPE MARK | 0 | B1 - 0610x1219mm | 0 | 86746 | 93555,93556,93557,93558,93559,93560,93561,103561,103562,103563,103564,103565,103566,103567,103568,103569 | 0JgsfCYlfF8eoLvc_NMhcs | 1 |  | M_Troffer Light - Parabolic Rectangular:B1 - 0610x1219mm:B1 - 0610x1219mm:768435 |  | NO | N/A | 901 | N/A | 16777215 | N/A | N/A | N/A | N/A | N/A |  | 120 V/1-80 VA | N/A | Linked Revit Model : Clinic_A.rvt | UNSET |  |  | Level: Level 2 | UNSET | F | 0 | 2.680000 |  | 861.112833 | 0 | 0.050000 |  |  |  | 1.200000 |  |  | T8, 1219mm, RAPID START, CRI=75 |  | N/A | UNSET | N/A | N/A | TRUE | N/A | 0 | N/A | 0 | 0 | 0 | 0 | 0 | UNSET | N/A | N/A | FIXED | N/A | Downlights | UNSET | N/A | D5020210 | N/A | N/A | N/A | 0 | L1 | 0 | N/A | N/A | N/A | 0 | UNSET | UNSET | 0 | 0 | 0 | 0 | 0 | [9 empty] | N/A | Lighting - Fluorescent |  |  | 23.80.70.11.14.11 |  |  | B1 |  |  |  | 1291.669250 | Lighting - Dwelling Unit | 1 | L42B | 6 |  |  | 2900.000000 | 32 | [8 empty] | Metal - Paint Finish - Dark Gray, Matte | Glass - White, High Luminance | Metal - Chrome
902 | 2D09 | 0 | 768528 | New Construction | N/A |  | 0 |  | 0 |  | 103238 | Point+HemiSpherical | 45769 |  | 53636 | REF TYPE MARK | 0 | B1 - 0610x1219mm | 0 | 86745 | 93562,93563,93564,93565,93566,93567,93568,103561,103562,103563,103564,103565,103566,103567,103568,103569 | 0JgsfCYlfF8eoLvc_NMheL | 1 |  | M_Troffer Light - Parabolic Rectangular:B1 - 0610x1219mm:B1 - 0610x1219mm:768528 |  | NO | N/A | 902 | N/A | 16777215 | N/A | N/A | N/A | N/A | N/A |  | 120 V/1-80 VA | N/A | Linked Revit Model : Clinic_A.rvt | UNSET |  |  | Level: Level 2 | UNSET | F | 0 | 2.680000 |  | 861.112833 | 0 | 0.050000 |  |  |  | 1.200000 |  |  | T8, 1219mm, RAPID START, CRI=75 |  | N/A | UNSET | N/A | N/A | TRUE | N/A | 0 | N/A | 0 | 0 | 0 | 0 | 0 | UNSET | N/A | N/A | FIXED | N/A | Downlights | UNSET | N/A | D5020210 | N/A | N/A | N/A | 0 | L1 | 0 | N/A | N/A | N/A | 0 | UNSET | UNSET | 0 | 0 | 0 | 0 | 0 | [9 empty] | N/A | Lighting - Fluorescent |  |  | 23.80.70.11.14.11 |  |  | B1 |  |  |  | 1291.669250 | Lighting - Dwelling Unit | 1 | L42B | 6 |  |  | 2900.000000 | 32 | [8 empty] | Metal - Paint Finish - Dark Gray, Matte | Glass - White, High Luminance | Metal - Chrome
1471 | 2D09 |  | 838010 | New Construction | N/A | [5 empty] | 103238 |  | 46158 |  | 43401 |  |  | Single Pole | 0 |  | 96125,96126,96127,96128,96129,96130,103554,103555,103556,103557,103558,103559 | 3q4w0ijjzFuh9My1IanP0u | 1 |  | M_Lighting Switches:Single Pole:Single Pole:838010 |  |  | N/A | 1471 | N/A |  | N/A | N/A | N/A | N/A | N/A |  | 120 V/1-0 VA | N/A | Linked Revit Model : Clinic_A.rvt |  |  |  | Level: Level 2 |  |  |  | 1.200000 |  | 0.000000 | [5 empty] | 1.200000 |  |  |  |  | N/A | UNSET | N/A | N/A | TRUE | N/A | 0 | N/A | 0 | 0 | 0 | 0 | 0 | UNSET | N/A | N/A | FIXED | N/A | Switches | UNSET | N/A |  | N/A | N/A | N/A | 0 | L1 | 0 | N/A | N/A | N/A | 0 | [16 empty] | N/A |  |  |  | 23.80.50.11.14 | [7 empty] | Other |  | L42B | 6 | [5 empty] | 1291.669250 | 0.000000
2293 | 2D09 |  | 961306 | New Construction | N/A | [5 empty] | 103238 |  | 46983 |  | 44209 |  |  | Standard | 0 |  | 101173,101174,101175,101176,101177,101178,103571,103572,103573,103574,103575 | 3e_9ViPQjBmuUesehp3Tjp | 1 |  | M_Duplex Receptacle:Standard:Standard:961306 |  |  | N/A | 2293 | N/A |  | N/A | N/A | N/A | N/A | N/A |  | 120 V/1-180 VA | N/A | Linked Revit Model : Clinic_A.rvt | UNSET |  |  | Level: Level 2 |  |  |  | 0.500000 | [7 empty] | 0.460000 |  |  |  |  | N/A | UNSET | N/A | N/A | TRUE | N/A | 0 | N/A | 0 | 0 | 0 | 0 | 0 | UNSET | N/A | N/A | FIXED | N/A | Ground Fault Receptacles | UNSET | N/A |  | N/A | N/A | N/A | 0 | L1 | 0 | N/A | N/A | N/A | 0 | [16 empty] | N/A |  |  |  | 23.80.50.11.17 | [7 empty] | Receptacle |  | N22B | 5 | [5 empty] | 1291.669250 | 0.000000 | 720 | 1937.503875 | TRUE
2295 | 2D09 |  | 961808 | New Construction | N/A | [5 empty] | 103238 |  | 46985 |  | 44211 |  |  | Standard | 0 |  | 101185,101186,101187,101188,101189,101190,103571,103572,103573,103574,103575 | 3e_9ViPQjBmuUesehp3Trv | 1 |  | M_Duplex Receptacle:Standard:Standard:961808 |  |  | N/A | 2295 | N/A |  | N/A | N/A | N/A | N/A | N/A |  | 120 V/1-180 VA | N/A | Linked Revit Model : Clinic_S.rvt | UNSET |  |  | Level: Level 2 |  |  |  | 0.500000 | [7 empty] | 0.460000 |  |  |  |  | N/A | UNSET | N/A | N/A | TRUE | N/A | 0 | N/A | 0 | 0 | 0 | 0 | 0 | UNSET | N/A | N/A | FIXED | N/A | Ground Fault Receptacles | UNSET | N/A |  | N/A | N/A | N/A | 0 | L1 | 0 | N/A | N/A | N/A | 0 | [16 empty] | N/A |  |  |  | 23.80.50.11.17 | [7 empty] | Receptacle |  | N22B | 5 | [5 empty] | 1291.669250 | 0.000000 | 722 | 1937.503875 | TRUE
2296 | 2D09 |  | 961892 | New Construction | N/A | [5 empty] | 103238 |  | 46986 |  | 44212 |  |  | Standard | 0 |  | 101191,101192,101193,101194,101195,101196,103571,103572,103573,103574,103575 | 3e_9ViPQjBmuUesehp3TqD | 1 |  | M_Duplex Receptacle:Standard:Standard:961892 |  |  | N/A | 2296 | N/A |  | N/A | N/A | N/A | N/A | N/A |  | 120 V/1-180 VA | N/A | Linked Revit Model : Clinic_A.rvt | UNSET |  |  | Level: Level 2 |  |  |  | 0.500000 | [7 empty] | 0.460000 |  |  |  |  | N/A | UNSET | N/A | N/A | TRUE | N/A | 0 | N/A | 0 | 0 | 0 | 0 | 0 | UNSET | N/A | N/A | FIXED | N/A | Ground Fault Receptacles | UNSET | N/A |  | N/A | N/A | N/A | 0 | L1 | 0 | N/A | N/A | N/A | 0 | [16 empty] | N/A |  |  |  | 23.80.50.11.17 | [7 empty] | Receptacle |  | N22B | 5 | [5 empty] | 1291.669250 | 0.000000 | 723 | 1937.503875 | TRUE
2297 | 2D09 |  | 961956 | New Construction | N/A | [5 empty] | 103238 |  | 46987 |  | 44213 |  |  | Standard | 0 |  | 101197,101198,101199,101200,101201,101202,103571,103572,103573,103574,103575 | 3e_9ViPQjBmuUesehp3TtD | 1 |  | M_Duplex Receptacle:Standard:Standard:961956 |  |  | N/A | 2297 | N/A |  | N/A | N/A | N/A | N/A | N/A |  | 120 V/1-180 VA | N/A | Linked Revit Model : Clinic_A.rvt | UNSET |  |  | Level: Level 2 |  |  |  | 0.500000 | [7 empty] | 0.460000 |  |  |  |  | N/A | UNSET | N/A | N/A | TRUE | N/A | 0 | N/A | 0 | 0 | 0 | 0 | 0 | UNSET | N/A | N/A | FIXED | N/A | Ground Fault Receptacles | UNSET | N/A |  | N/A | N/A | N/A | 0 | L1 | 0 | N/A | N/A | N/A | 0 | [16 empty] | N/A |  |  |  | 23.80.50.11.17 | [7 empty] | Receptacle |  | N22B | 5 | [5 empty] | 1291.669250 | 0.000000 | 724 | 1937.503875 | TRUE
909 | 2D10 | 0 | 769225 | New Construction | N/A |  | 0 |  | 0 |  | 103356 | Point+HemiSpherical | 45776 |  | 53643 | REF TYPE MARK | 0 | C1 - 0610x1219mm | 0 | 86738 | 93611,93612,93613,93614,93615,93616,93617,103435,103436,103437,103438,103439,103440,103441,103442,103451 | 0yuotxu8DEgv2qMIt$xGjy | 1 |  | M_Troffer Light - Parabolic Rectangular:C1 - 0610x1219mm:C1 - 0610x1219mm:769225 |  | NO | N/A | 909 | N/A | 16777215 | N/A | N/A | N/A | N/A | N/A |  | 120 V/1-80 VA | N/A | Linked Revit Model : Clinic_A.rvt | UNSET |  |  | Level: Level 2 | UNSET | F | 0 | 2.680000 |  | 861.112833 | 0 | 0.050000 |  |  |  | 1.200000 |  |  | T8, 1219mm, RAPID START, CRI=75 |  | N/A | UNSET | N/A | N/A | TRUE | N/A | 0 | N/A | 0 | 0 | 0 | 0 | 0 | UNSET | N/A | N/A | FIXED | N/A | Downlights | UNSET | N/A | D5020210 | N/A | N/A | N/A | 0 | L1 | 0 | N/A | N/A | N/A | 0 | UNSET | UNSET | 0 | 0 | 0 | 0 | 0 | [9 empty] | N/A | Lighting - Fluorescent |  |  | 23.80.70.11.14.11 |  |  | C1 |  |  |  | 1291.669250 | Lighting - Dwelling Unit | 1 | L42B | 6 |  |  | 2900.000000 | 32 | [8 empty] | Metal - Paint Finish - Dark Gray, Matte | Glass - White, High Luminance | Metal - Chrome
910 | 2D10 | 0 | 769304 | New Construction | N/A |  | 0 |  | 0 |  | 103356 | Point+HemiSpherical | 45777 |  | 53644 | REF TYPE MARK | 0 | C1B - 0610x1219mm | 0 | 86737 | 93618,93619,93620,93621,93622,93623,93624,102967,102968,102969,102970,102971,102972,102973,102974,102985 | 0yuotxu8DEgv2qMIt$xGgj | 1 |  | M_Troffer Light - Parabolic Rectangular:C1B - 0610x1219mm:C1B - 0610x1219mm:769304 |  | YES | N/A | 910 | N/A | 16777215 | N/A | N/A | N/A | N/A | N/A |  | 120 V/1-80 VA | N/A | Linked Revit Model : Clinic_A.rvt | UNSET |  |  | Level: Level 2 | UNSET | F | 0 | 2.680000 |  | 861.112833 | 0 | 0.050000 |  |  |  | 1.200000 |  |  | T8, 1219mm, RAPID START, CRI=75 |  | N/A | UNSET | N/A | N/A | TRUE | N/A | 0 | N/A | 0 | 0 | 0 | 0 | 0 | UNSET | N/A | N/A | FIXED | N/A | Downlights | UNSET | N/A | D5020210 | N/A | N/A | N/A | 0 | L1 | 0 | N/A | N/A | N/A | 0 | UNSET | UNSET | 0 | 0 | 0 | 0 | 0 | [9 empty] | N/A | Lighting - Fluorescent |  |  | 23.80.70.11.14.11 |  |  | C1B |  |  |  | 1291.669250 | Lighting - Dwelling Unit | 1 | L42B | 6 |  |  | 2900.000000 | 32 | [8 empty] | Metal - Paint Finish - Dark Gray, Matte | Glass - White, High Luminance | Metal - Chrome
911 | 2D10 | 0 | 769336 | New Construction | N/A |  | 0 |  | 0 |  | 103356 | Point+HemiSpherical | 45778 |  | 53645 | REF TYPE MARK | 0 | C1 - 0610x1219mm | 0 | 86736 | 93625,93626,93627,93628,93629,93630,93631,103435,103436,103437,103438,103439,103440,103441,103442,103451 | 0yuotxu8DEgv2qMIt$xGgD | 1 |  | M_Troffer Light - Parabolic Rectangular:C1 - 0610x1219mm:C1 - 0610x1219mm:769336 |  | NO | N/A | 911 | N/A | 16777215 | N/A | N/A | N/A | N/A | N/A |  | 120 V/1-80 VA | N/A | Linked Revit Model : Clinic_A.rvt | UNSET |  |  | Level: Level 2 | UNSET | F | 0 | 2.680000 |  | 861.112833 | 0 | 0.050000 |  |  |  | 1.200000 |  |  | T8, 1219mm, RAPID START, CRI=75 |  | N/A | UNSET | N/A | N/A | TRUE | N/A | 0 | N/A | 0 | 0 | 0 | 0 | 0 | UNSET | N/A | N/A | FIXED | N/A | Downlights | UNSET | N/A | D5020210 | N/A | N/A | N/A | 0 | L1 | 0 | N/A | N/A | N/A | 0 | UNSET | UNSET | 0 | 0 | 0 | 0 | 0 | [9 empty] | N/A | Lighting - Fluorescent |  |  | 23.80.70.11.14.11 |  |  | C1 |  |  |  | 1291.669250 | Lighting - Dwelling Unit | 1 | L42B | 6 |  |  | 2900.000000 | 32 | [8 empty] | Metal - Paint Finish - Dark Gray, Matte | Glass - White, High Luminance | Metal - Chrome
1162 | 2D10 | 0 | 780754 | New Construction | N/A |  | 0 |  | 0 |  | 103356 | Point+HemiSpherical | 45904 |  | 53771 | REF TYPE MARK | 0 | SD - 213mm Diameter | 0 |  | 94523,94524,94525,94526,94527,94528,94529,103427,103428,103429,103430,103431,103432,103433,103434 | 0yuotxu8DEgv2qMIt$xLvd | 1 |  | M_Downlight - Recessed Can:SD - 213mm Diameter:SD - 213mm Diameter:780754 |  | NO | N/A | 1162 | N/A | 16777215 | N/A | N/A | N/A | N/A | N/A |  | 120 V/1-100 VA | N/A | Linked Revit Model : Clinic_A.rvt | UNSET |  |  | Level: Level 2 | UNSET | F | 0 | 2.680000 |  | 1076.391042 | 0 | 0.050000 |  |  |  | 1.200000 |  |  | T4, QUAD TUBE, CRI=82 |  | N/A | UNSET | N/A | N/A | TRUE | N/A | 0 | N/A | 0 | 0 | 0 | 0 | 0 | UNSET | N/A | N/A | FIXED | N/A | Downlights | UNSET | N/A | D5020220 | N/A | N/A | N/A | 0 | L1 | 0 | N/A | N/A | N/A | 0 | UNSET | UNSET | 0 | 0 | 0 | 0 | 0 | [9 empty] | N/A | Lighting - Incandescent |  |  | 23.80.70.11.14.11 |  |  | SD |  |  | 0.100000 | 1291.669250 | Lighting - Dwelling Unit | 1 | L42B | 6 | 0.200000 | 0.200000 | 1800.000000 | 26 | 0.087300
1163 | 2D10 | 0 | 780882 | New Construction | N/A |  | 0 |  | 0 |  | 103356 | Point+HemiSpherical | 45905 |  | 53772 | REF TYPE MARK | 0 | SD - 213mm Diameter | 0 |  | 94530,94531,94532,94533,94534,94535,94536,103427,103428,103429,103430,103431,103432,103433,103434 | 0yuotxu8DEgv2qMIt$xLtd | 1 |  | M_Downlight - Recessed Can:SD - 213mm Diameter:SD - 213mm Diameter:780882 |  | NO | N/A | 1163 | N/A | 16777215 | N/A | N/A | N/A | N/A | N/A |  | 120 V/1-100 VA | N/A | Linked Revit Model : Clinic_A.rvt | UNSET |  |  | Level: Level 2 | UNSET | F | 0 | 2.680000 |  | 1076.391042 | 0 | 0.050000 |  |  |  | 1.200000 |  |  | T4, QUAD TUBE, CRI=82 |  | N/A | UNSET | N/A | N/A | TRUE | N/A | 0 | N/A | 0 | 0 | 0 | 0 | 0 | UNSET | N/A | N/A | FIXED | N/A | Downlights | UNSET | N/A | D5020220 | N/A | N/A | N/A | 0 | L1 | 0 | N/A | N/A | N/A | 0 | UNSET | UNSET | 0 | 0 | 0 | 0 | 0 | [9 empty] | N/A | Lighting - Incandescent |  |  | 23.80.70.11.14.11 |  |  | SD |  |  | 0.100000 | 1291.669250 | Lighting - Dwelling Unit | 1 | L42B | 6 | 0.200000 | 0.200000 | 1800.000000 | 26 | 0.087300
1164 | 2D10 | 0 | 780905 | New Construction | N/A |  | 0 |  | 0 |  | 103356 | Point+HemiSpherical | 45906 |  | 53773 | REF TYPE MARK | 0 | SD - 213mm Diameter | 0 |  | 94537,94538,94539,94540,94541,94542,94543,103427,103428,103429,103430,103431,103432,103433,103434 | 0yuotxu8DEgv2qMIt$xLtS | 1 |  | M_Downlight - Recessed Can:SD - 213mm Diameter:SD - 213mm Diameter:780905 |  | NO | N/A | 1164 | N/A | 16777215 | N/A | N/A | N/A | N/A | N/A |  | 120 V/1-100 VA | N/A | Linked Revit Model : Clinic_A.rvt | UNSET |  |  | Level: Level 2 | UNSET | F | 0 | 2.680000 |  | 1076.391042 | 0 | 0.050000 |  |  |  | 1.200000 |  |  | T4, QUAD TUBE, CRI=82 |  | N/A | UNSET | N/A | N/A | TRUE | N/A | 0 | N/A | 0 | 0 | 0 | 0 | 0 | UNSET | N/A | N/A | FIXED | N/A | Downlights | UNSET | N/A | D5020220 | N/A | N/A | N/A | 0 | L1 | 0 | N/A | N/A | N/A | 0 | UNSET | UNSET | 0 | 0 | 0 | 0 | 0 | [9 empty] | N/A | Lighting - Incandescent |  |  | 23.80.70.11.14.11 |  |  | SD |  |  | 0.100000 | 1291.669250 | Lighting - Dwelling Unit | 1 | L42B | 6 | 0.200000 | 0.200000 | 1800.000000 | 26 | 0.087300
1523 | 2D10 |  | 848806 | New Construction | N/A | [5 empty] | 103356 |  | 46212 |  | 43454 |  |  | Single Pole | 0 |  | 96450,96451,96452,96453,96454,96455,103554,103555,103556,103557,103558,103559 | 050aEzwQLErOVNO9YHeAtr | 1 |  | M_Lighting Switches:Single Pole:Single Pole:848806 |  |  | N/A | 1523 | N/A |  | N/A | N/A | N/A | N/A | N/A |  | 120 V/1-0 VA | N/A | Linked Revit Model : Clinic_A.rvt |  |  |  | Level: Level 2 |  |  |  | 1.200000 |  | 0.000000 | [5 empty] | 1.200000 |  |  |  |  | N/A | UNSET | N/A | N/A | TRUE | N/A | 0 | N/A | 0 | 0 | 0 | 0 | 0 | UNSET | N/A | N/A | FIXED | N/A | Switches | UNSET | N/A |  | N/A | N/A | N/A | 0 | L1 | 0 | N/A | N/A | N/A | 0 | [16 empty] | N/A |  |  |  | 23.80.50.11.14 | [7 empty] | Other |  | L42B | 6 | [5 empty] | 1291.669250 | 0.000000
2289 | 2D10 |  | 961066 | New Construction | N/A | [5 empty] | 103356 |  | 46979 |  | 44205 |  |  | Standard | 0 |  | 101149,101150,101151,101152,101153,101154,103571,103572,103573,103574,103575 | 3e_9ViPQjBmuUesehp3Tf3 | 1 |  | M_Duplex Receptacle:Standard:Standard:961066 |  |  | N/A | 2289 | N/A |  | N/A | N/A | N/A | N/A | N/A |  | 120 V/1-180 VA | N/A | Linked Revit Model : Clinic_A.rvt | UNSET |  |  | Level: Level 2 |  |  |  | 0.500000 | [7 empty] | 0.460000 |  |  |  |  | N/A | UNSET | N/A | N/A | TRUE | N/A | 0 | N/A | 0 | 0 | 0 | 0 | 0 | UNSET | N/A | N/A | FIXED | N/A | Ground Fault Receptacles | UNSET | N/A |  | N/A | N/A | N/A | 0 | L1 | 0 | N/A | N/A | N/A | 0 | [16 empty] | N/A |  |  |  | 23.80.50.11.17 | [7 empty] | Receptacle |  | N22B | 2 | [5 empty] | 1291.669250 | 0.000000 | 716 | 1937.503875 | TRUE
2290 | 2D10 |  | 961109 | New Construction | N/A | [5 empty] | 103356 |  | 46980 |  | 44206 |  |  | Standard | 0 |  | 101155,101156,101157,101158,101159,101160,103571,103572,103573,103574,103575 | 3e_9ViPQjBmuUesehp3Tey | 1 |  | M_Duplex Receptacle:Standard:Standard:961109 |  |  | N/A | 2290 | N/A |  | N/A | N/A | N/A | N/A | N/A |  | 120 V/1-180 VA | N/A | Linked Revit Model : Clinic_A.rvt | UNSET |  |  | Level: Level 2 |  |  |  | 0.500000 | [7 empty] | 0.460000 |  |  |  |  | N/A | UNSET | N/A | N/A | TRUE | N/A | 0 | N/A | 0 | 0 | 0 | 0 | 0 | UNSET | N/A | N/A | FIXED | N/A | Ground Fault Receptacles | UNSET | N/A |  | N/A | N/A | N/A | 0 | L1 | 0 | N/A | N/A | N/A | 0 | [16 empty] | N/A |  |  |  | 23.80.50.11.17 | [7 empty] | Receptacle |  | N22B | 2 | [5 empty] | 1291.669250 | 0.000000 | 717 | 1937.503875 | TRUE
2291 | 2D10 |  | 961233 | New Construction | N/A | [5 empty] | 103356 |  | 46981 |  | 44207 |  |  | Standard | 0 |  | 101161,101162,101163,101164,101165,101166,103571,103572,103573,103574,103575 | 3e_9ViPQjBmuUesehp3Tgu | 1 |  | M_Duplex Receptacle:Standard:Standard:961233 |  |  | N/A | 2291 | N/A |  | N/A | N/A | N/A | N/A | N/A |  | 120 V/1-180 VA | N/A | Linked Revit Model : Clinic_A.rvt | UNSET |  |  | Level: Level 2 |  |  |  | 0.500000 | [7 empty] | 0.460000 |  |  |  |  | N/A | UNSET | N/A | N/A | TRUE | N/A | 0 | N/A | 0 | 0 | 0 | 0 | 0 | UNSET | N/A | N/A | FIXED | N/A | Ground Fault Receptacles | UNSET | N/A |  | N/A | N/A | N/A | 0 | L1 | 0 | N/A | N/A | N/A | 0 | [16 empty] | N/A |  |  |  | 23.80.50.11.17 | [7 empty] | Receptacle |  | N22B | 3 | [5 empty] | 1291.669250 | 0.000000 | 718 | 1937.503875 | TRUE
2292 | 2D10 |  | 961262 | New Construction | N/A | [5 empty] | 103356 |  | 46982 |  | 44208 |  |  | Standard | 0 |  | 101167,101168,101169,101170,101171,101172,103571,103572,103573,103574,103575 | 3e_9ViPQjBmuUesehp3Tg7 | 1 |  | M_Duplex Receptacle:Standard:Standard:961262 |  |  | N/A | 2292 | N/A |  | N/A | N/A | N/A | N/A | N/A |  | 120 V/1-180 VA | N/A | Linked Revit Model : Clinic_A.rvt | UNSET |  |  | Level: Level 2 |  |  |  | 0.500000 | [7 empty] | 0.460000 |  |  |  |  | N/A | UNSET | N/A | N/A | TRUE | N/A | 0 | N/A | 0 | 0 | 0 | 0 | 0 | UNSET | N/A | N/A | FIXED | N/A | Ground Fault Receptacles | UNSET | N/A |  | N/A | N/A | N/A | 0 | L1 | 0 | N/A | N/A | N/A | 0 | [16 empty] | N/A |  |  |  | 23.80.50.11.17 | [7 empty] | Receptacle |  | N22B | 2 | [5 empty] | 1291.669250 | 0.000000 | 719 | 1937.503875 | TRUE
912 | 2D11 | 0 | 769515 | New Construction | N/A |  | 0 |  | 0 |  | 103370 | Point+HemiSpherical | 45779 |  | 53646 | REF TYPE MARK | 0 | B1 - 0610x1219mm | 0 | 86735 | 93632,93633,93634,93635,93636,93637,93638,103561,103562,103563,103564,103565,103566,103567,103568,103569 | 0yuotxu8DEgv2qMIt$xGfU | 1 |  | M_Troffer Light - Parabolic Rectangular:B1 - 0610x1219mm:B1 - 0610x1219mm:769515 |  | NO | N/A | 912 | N/A | 16777215 | N/A | N/A | N/A | N/A | N/A |  | 120 V/1-80 VA | N/A | Linked Revit Model : Clinic_A.rvt | UNSET |  |  | Level: Level 2 | UNSET | F | 0 | 2.680000 |  | 861.112833 | 0 | 0.050000 |  |  |  | 1.200000 |  |  | T8, 1219mm, RAPID START, CRI=75 |  | N/A | UNSET | N/A | N/A | TRUE | N/A | 0 | N/A | 0 | 0 | 0 | 0 | 0 | UNSET | N/A | N/A | FIXED | N/A | Downlights | UNSET | N/A | D5020210 | N/A | N/A | N/A | 0 | L1 | 0 | N/A | N/A | N/A | 0 | UNSET | UNSET | 0 | 0 | 0 | 0 | 0 | [9 empty] | N/A | Lighting - Fluorescent |  |  | 23.80.70.11.14.11 |  |  | B1 |  |  |  | 1291.669250 | Lighting - Dwelling Unit | 1 | L42B | 6 |  |  | 2900.000000 | 32 | [8 empty] | Metal - Paint Finish - Dark Gray, Matte | Glass - White, High Luminance | Metal - Chrome
913 | 2D11 | 0 | 769575 | New Construction | N/A |  | 0 |  | 0 |  | 103370 | Point+HemiSpherical | 45780 |  | 53647 | REF TYPE MARK | 0 | B1 - 0610x1219mm | 0 | 86734 | 93639,93640,93641,93642,93643,93644,93645,103561,103562,103563,103564,103565,103566,103567,103568,103569 | 0yuotxu8DEgv2qMIt$xGcI | 1 |  | M_Troffer Light - Parabolic Rectangular:B1 - 0610x1219mm:B1 - 0610x1219mm:769575 |  | NO | N/A | 913 | N/A | 16777215 | N/A | N/A | N/A | N/A | N/A |  | 120 V/1-80 VA | N/A | Linked Revit Model : Clinic_A.rvt | UNSET |  |  | Level: Level 2 | UNSET | F | 0 | 2.680000 |  | 861.112833 | 0 | 0.050000 |  |  |  | 1.200000 |  |  | T8, 1219mm, RAPID START, CRI=75 |  | N/A | UNSET | N/A | N/A | TRUE | N/A | 0 | N/A | 0 | 0 | 0 | 0 | 0 | UNSET | N/A | N/A | FIXED | N/A | Downlights | UNSET | N/A | D5020210 | N/A | N/A | N/A | 0 | L1 | 0 | N/A | N/A | N/A | 0 | UNSET | UNSET | 0 | 0 | 0 | 0 | 0 | [9 empty] | N/A | Lighting - Fluorescent |  |  | 23.80.70.11.14.11 |  |  | B1 |  |  |  | 1291.669250 | Lighting - Dwelling Unit | 1 | L42B | 6 |  |  | 2900.000000 | 32 | [8 empty] | Metal - Paint Finish - Dark Gray, Matte | Glass - White, High Luminance | Metal - Chrome
1155 | 2D11 | 0 | 780357 | New Construction | N/A |  | 0 |  | 0 |  | 103370 | Point+HemiSpherical | 45897 |  | 53764 | REF TYPE MARK | 0 | SE - 213mm Diameter | 0 |  | 94470,94471,94472,94473,94474,94475,94476,103178,103179,103180,103181,103182,103183,103184,103217 | 0yuotxu8DEgv2qMIt$xL$m | 1 |  | M_Downlight - Recessed Can:SE - 213mm Diameter:SE - 213mm Diameter:780357 |  | NO | N/A | 1155 | N/A | 16777215 | N/A | N/A | N/A | N/A | N/A |  | 120 V/1-100 VA | N/A | Linked Revit Model : Clinic_A.rvt | UNSET |  |  | Level: Level 2 | UNSET | F | 0 | 2.680000 |  | 1076.391042 | 0 | 0.050000 |  |  |  | 1.200000 |  |  | T4, QUAD TUBE, CRI=82 |  | N/A | UNSET | N/A | N/A | TRUE | N/A | 0 | N/A | 0 | 0 | 0 | 0 | 0 | UNSET | N/A | N/A | FIXED | N/A | Downlights | UNSET | N/A | D5020220 | N/A | N/A | N/A | 0 | L1 | 0 | N/A | N/A | N/A | 0 | UNSET | UNSET | 0 | 0 | 0 | 0 | 0 | [9 empty] | N/A | Lighting - Incandescent |  |  | 23.80.70.11.14.11 |  |  | SE |  |  | 0.100000 | 1291.669250 | Lighting - Dwelling Unit | 1 | L42B | 6 | 0.200000 | 0.200000 | 1800.000000 | 26 | 0.087300
1156 | 2D11 | 0 | 780417 | New Construction | N/A |  | 0 |  | 0 |  | 103370 | Point+HemiSpherical | 45898 |  | 53765 | REF TYPE MARK | 0 | SE - 213mm Diameter | 0 |  | 94478,94479,94480,94481,94482,94483,94484,103178,103179,103180,103181,103182,103183,103184,103217 | 0yuotxu8DEgv2qMIt$xLyq | 1 |  | M_Downlight - Recessed Can:SE - 213mm Diameter:SE - 213mm Diameter:780417 |  | NO | N/A | 1156 | N/A | 16777215 | N/A | N/A | N/A | N/A | N/A |  | 120 V/1-100 VA | N/A | Linked Revit Model : Clinic_A.rvt | UNSET |  |  | Level: Level 2 | UNSET | F | 0 | 2.680000 |  | 1076.391042 | 0 | 0.050000 |  |  |  | 1.200000 |  |  | T4, QUAD TUBE, CRI=82 |  | N/A | UNSET | N/A | N/A | TRUE | N/A | 0 | N/A | 0 | 0 | 0 | 0 | 0 | UNSET | N/A | N/A | FIXED | N/A | Downlights | UNSET | N/A | D5020220 | N/A | N/A | N/A | 0 | L1 | 0 | N/A | N/A | N/A | 0 | UNSET | UNSET | 0 | 0 | 0 | 0 | 0 | [9 empty] | N/A | Lighting - Incandescent |  |  | 23.80.70.11.14.11 |  |  | SE |  |  | 0.100000 | 1291.669250 | Lighting - Dwelling Unit | 1 | L42B | 6 | 0.200000 | 0.200000 | 1800.000000 | 26 | 0.087300
1157 | 2D11 | 0 | 780461 | New Construction | N/A |  | 0 |  | 0 |  | 103370 | Point+HemiSpherical | 45899 |  | 53766 | REF TYPE MARK | 0 | SE - 213mm Diameter | 0 |  | 94486,94487,94488,94489,94490,94491,94492,103178,103179,103180,103181,103182,103183,103184,103217 | 0yuotxu8DEgv2qMIt$xLyO | 1 |  | M_Downlight - Recessed Can:SE - 213mm Diameter:SE - 213mm Diameter:780461 |  | NO | N/A | 1157 | N/A | 16777215 | N/A | N/A | N/A | N/A | N/A |  | 120 V/1-100 VA | N/A | Linked Revit Model : Clinic_A.rvt | UNSET |  |  | Level: Level 2 | UNSET | F | 0 | 2.680000 |  | 1076.391042 | 0 | 0.050000 |  |  |  | 1.200000 |  |  | T4, QUAD TUBE, CRI=82 |  | N/A | UNSET | N/A | N/A | TRUE | N/A | 0 | N/A | 0 | 0 | 0 | 0 | 0 | UNSET | N/A | N/A | FIXED | N/A | Downlights | UNSET | N/A | D5020220 | N/A | N/A | N/A | 0 | L1 | 0 | N/A | N/A | N/A | 0 | UNSET | UNSET | 0 | 0 | 0 | 0 | 0 | [9 empty] | N/A | Lighting - Incandescent |  |  | 23.80.70.11.14.11 |  |  | SE |  |  | 0.100000 | 1291.669250 | Lighting - Dwelling Unit | 1 | L42B | 6 | 0.200000 | 0.200000 | 1800.000000 | 26 | 0.087300
1158 | 2D11 | 0 | 780518 | New Construction | N/A |  | 0 |  | 0 |  | 103370 | Point+HemiSpherical | 45900 |  | 53767 | REF TYPE MARK | 0 | SE - 213mm Diameter | 0 |  | 94494,94495,94496,94497,94498,94499,94500,103178,103179,103180,103181,103182,103183,103184,103217 | 0yuotxu8DEgv2qMIt$xLzJ | 1 |  | M_Downlight - Recessed Can:SE - 213mm Diameter:SE - 213mm Diameter:780518 |  | NO | N/A | 1158 | N/A | 16777215 | N/A | N/A | N/A | N/A | N/A |  | 120 V/1-100 VA | N/A | Linked Revit Model : Clinic_A.rvt | UNSET |  |  | Level: Level 2 | UNSET | F | 0 | 2.680000 |  | 1076.391042 | 0 | 0.050000 |  |  |  | 1.200000 |  |  | T4, QUAD TUBE, CRI=82 |  | N/A | UNSET | N/A | N/A | TRUE | N/A | 0 | N/A | 0 | 0 | 0 | 0 | 0 | UNSET | N/A | N/A | FIXED | N/A | Downlights | UNSET | N/A | D5020220 | N/A | N/A | N/A | 0 | L1 | 0 | N/A | N/A | N/A | 0 | UNSET | UNSET | 0 | 0 | 0 | 0 | 0 | [9 empty] | N/A | Lighting - Incandescent |  |  | 23.80.70.11.14.11 |  |  | SE |  |  | 0.100000 | 1291.669250 | Lighting - Dwelling Unit | 1 | L42B | 6 | 0.200000 | 0.200000 | 1800.000000 | 26 | 0.087300
1522 | 2D11 |  | 848624 | New Construction | N/A | [5 empty] | 103370 |  | 46211 |  | 43453 |  |  | Single Pole | 0 |  | 96444,96445,96446,96447,96448,96449,103554,103555,103556,103557,103558,103559 | 050aEzwQLErOVNO9YHeAoZ | 1 |  | M_Lighting Switches:Single Pole:Single Pole:848624 |  |  | N/A | 1522 | N/A |  | N/A | N/A | N/A | N/A | N/A |  | 120 V/1-0 VA | N/A | Linked Revit Model : Clinic_A.rvt |  |  |  | Level: Level 2 |  |  |  | 1.200000 |  | 0.000000 | [5 empty] | 1.200000 |  |  |  |  | N/A | UNSET | N/A | N/A | TRUE | N/A | 0 | N/A | 0 | 0 | 0 | 0 | 0 | UNSET | N/A | N/A | FIXED | N/A | Switches | UNSET | N/A |  | N/A | N/A | N/A | 0 | L1 | 0 | N/A | N/A | N/A | 0 | [16 empty] | N/A |  |  |  | 23.80.50.11.14 | [7 empty] | Other |  | L42B | 6 | [5 empty] | 1291.669250 | 0.000000
2284 | 2D11 |  | 960502 | New Construction | N/A | [5 empty] | 103370 |  | 46974 |  | 44200 |  |  | Standard | 0 |  | 101119,101120,101121,101122,101123,101124,103571,103572,103573,103574,103575 | 3e_9ViPQjBmuUesehp3TUV | 1 |  | M_Duplex Receptacle:Standard:Standard:960502 |  |  | N/A | 2284 | N/A |  | N/A | N/A | N/A | N/A | N/A |  | 120 V/1-180 VA | N/A | Linked Revit Model : Clinic_A.rvt | UNSET |  |  | Level: Level 2 |  |  |  | 0.500000 | [7 empty] | 0.460000 |  |  |  |  | N/A | UNSET | N/A | N/A | TRUE | N/A | 0 | N/A | 0 | 0 | 0 | 0 | 0 | UNSET | N/A | N/A | FIXED | N/A | Ground Fault Receptacles | UNSET | N/A |  | N/A | N/A | N/A | 0 | L1 | 0 | N/A | N/A | N/A | 0 | [16 empty] | N/A |  |  |  | 23.80.50.11.17 | [7 empty] | Receptacle |  | N22B | 1 | [5 empty] | 1291.669250 | 0.000000 | 711 | 1937.503875 | TRUE
2285 | 2D11 |  | 960532 | New Construction | N/A | [5 empty] | 103370 |  | 46975 |  | 44201 |  |  | Standard | 0 |  | 101125,101126,101127,101128,101129,101130,103571,103572,103573,103574,103575 | 3e_9ViPQjBmuUesehp3TXz | 1 |  | M_Duplex Receptacle:Standard:Standard:960532 |  |  | N/A | 2285 | N/A |  | N/A | N/A | N/A | N/A | N/A |  | 120 V/1-180 VA | N/A | Linked Revit Model : Clinic_S.rvt | UNSET |  |  | Level: Level 2 |  |  |  | 0.500000 | [7 empty] | 0.460000 |  |  |  |  | N/A | UNSET | N/A | N/A | TRUE | N/A | 0 | N/A | 0 | 0 | 0 | 0 | 0 | UNSET | N/A | N/A | FIXED | N/A | Ground Fault Receptacles | UNSET | N/A |  | N/A | N/A | N/A | 0 | L1 | 0 | N/A | N/A | N/A | 0 | [16 empty] | N/A |  |  |  | 23.80.50.11.17 | [7 empty] | Receptacle |  | N22B | 1 | [5 empty] | 1291.669250 | 0.000000 | 712 | 1937.503875 | TRUE
2286 | 2D11 |  | 960795 | New Construction | N/A | [5 empty] | 103370 |  | 46976 |  | 44202 |  |  | Standard | 0 |  | 101131,101132,101133,101134,101135,101136,103571,103572,103573,103574,103575 | 3e_9ViPQjBmuUesehp3Tbo | 1 |  | M_Duplex Receptacle:Standard:Standard:960795 |  |  | N/A | 2286 | N/A |  | N/A | N/A | N/A | N/A | N/A |  | 120 V/1-180 VA | N/A | Linked Revit Model : Clinic_S.rvt | UNSET |  |  | Level: Level 2 |  |  |  | 0.500000 | [7 empty] | 0.460000 |  |  |  |  | N/A | UNSET | N/A | N/A | TRUE | N/A | 0 | N/A | 0 | 0 | 0 | 0 | 0 | UNSET | N/A | N/A | FIXED | N/A | Ground Fault Receptacles | UNSET | N/A |  | N/A | N/A | N/A | 0 | L1 | 0 | N/A | N/A | N/A | 0 | [16 empty] | N/A |  |  |  | 23.80.50.11.17 | [7 empty] | Receptacle |  | N22B | 1 | [5 empty] | 1291.669250 | 0.000000 | 713 | 1937.503875 | TRUE
2287 | 2D11 |  | 960949 | New Construction | N/A | [5 empty] | 103370 |  | 46977 |  | 44203 |  |  | Standard | 0 |  | 101137,101138,101139,101140,101141,101142,103571,103572,103573,103574,103575 | 3e_9ViPQjBmuUesehp3TdS | 1 |  | M_Duplex Receptacle:Standard:Standard:960949 |  |  | N/A | 2287 | N/A |  | N/A | N/A | N/A | N/A | N/A |  | 120 V/1-180 VA | N/A | Linked Revit Model : Clinic_S.rvt | UNSET |  |  | Level: Level 2 |  |  |  | 0.500000 | [7 empty] | 0.460000 |  |  |  |  | N/A | UNSET | N/A | N/A | TRUE | N/A | 0 | N/A | 0 | 0 | 0 | 0 | 0 | UNSET | N/A | N/A | FIXED | N/A | Ground Fault Receptacles | UNSET | N/A |  | N/A | N/A | N/A | 0 | L1 | 0 | N/A | N/A | N/A | 0 | [16 empty] | N/A |  |  |  | 23.80.50.11.17 | [7 empty] | Receptacle |  | N22B | 1 | [5 empty] | 1291.669250 | 0.000000 | 714 | 1937.503875 | TRUE
2288 | 2D11 |  | 961003 | New Construction | N/A | [5 empty] | 103370 |  | 46978 |  | 44204 |  |  | Standard | 0 |  | 101143,101144,101145,101146,101147,101148,103571,103572,103573,103574,103575 | 3e_9ViPQjBmuUesehp3Tc2 | 1 |  | M_Duplex Receptacle:Standard:Standard:961003 |  |  | N/A | 2288 | N/A |  | N/A | N/A | N/A | N/A | N/A |  | 120 V/1-180 VA | N/A | Linked Revit Model : Clinic_A.rvt | UNSET |  |  | Level: Level 2 |  |  |  | 0.500000 | [7 empty] | 0.460000 |  |  |  |  | N/A | UNSET | N/A | N/A | TRUE | N/A | 0 | N/A | 0 | 0 | 0 | 0 | 0 | UNSET | N/A | N/A | FIXED | N/A | Ground Fault Receptacles | UNSET | N/A |  | N/A | N/A | N/A | 0 | L1 | 0 | N/A | N/A | N/A | 0 | [16 empty] | N/A |  |  |  | 23.80.50.11.17 | [7 empty] | Receptacle |  | N22B | 1 | [5 empty] | 1291.669250 | 0.000000 | 715 | 1937.503875 | TRUE
1206 | 2D12 | 0 | 850647 | New Construction | N/A |  | 0 |  | 0 |  | 102992 | Point+HemiSpherical | 46218 |  | 53845 | REF TYPE MARK | 0 | SE - 213mm Diameter | 0 |  | 96481,96482,96483,96484,96485,96486,96487,103178,103179,103180,103181,103182,103183,103184,103217 | 37vDTF7Of8HgUYMzIbEQEk | 1 |  | M_Downlight - Recessed Can:SE - 213mm Diameter:SE - 213mm Diameter:850647 |  | NO | N/A | 1206 | N/A | 16777215 | N/A | N/A | N/A | N/A | N/A |  | 120 V/1-100 VA | N/A | Linked Revit Model : Clinic_A.rvt | UNSET |  |  | Level: Level 2 | UNSET | F | 0 | 2.680000 |  | 1076.391042 | 0 | 0.050000 |  |  |  | 1.200000 |  |  | T4, QUAD TUBE, CRI=82 |  | N/A | UNSET | N/A | N/A | TRUE | N/A | 0 | N/A | 0 | 0 | 0 | 0 | 0 | UNSET | N/A | N/A | FIXED | N/A | Downlights | UNSET | N/A | D5020220 | N/A | N/A | N/A | 0 | L1 | 0 | N/A | N/A | N/A | 0 | UNSET | UNSET | 0 | 0 | 0 | 0 | 0 | [9 empty] | N/A | Lighting - Incandescent |  |  | 23.80.70.11.14.11 |  |  | SE |  |  | 0.100000 | 1291.669250 | Lighting - Dwelling Unit | 1 | L42B | 6 | 0.200000 | 0.200000 | 1800.000000 | 26 | 0.087300
1521 | 2D12 |  | 847690 | New Construction | N/A | [5 empty] | 102992 |  | 46210 |  | 43452 |  |  | Single Pole | 0 |  | 96438,96439,96440,96441,96442,96443,103554,103555,103556,103557,103558,103559 | 050aEzwQLErOVNO9YHeB4P | 1 |  | M_Lighting Switches:Single Pole:Single Pole:847690 |  |  | N/A | 1521 | N/A |  | N/A | N/A | N/A | N/A | N/A |  | 120 V/1-0 VA | N/A | Linked Revit Model : Clinic_A.rvt |  |  |  | Level: Level 2 |  |  |  | 1.200000 |  | 0.000000 | [5 empty] | 1.200000 |  |  |  |  | N/A | UNSET | N/A | N/A | TRUE | N/A | 0 | N/A | 0 | 0 | 0 | 0 | 0 | UNSET | N/A | N/A | FIXED | N/A | Switches | UNSET | N/A |  | N/A | N/A | N/A | 0 | L1 | 0 | N/A | N/A | N/A | 0 | [16 empty] | N/A |  |  |  | 23.80.50.11.14 | [7 empty] | Other |  | L42B | 6 | [5 empty] | 1291.669250 | 0.000000
2283 | 2D12 |  | 960302 | New Construction | N/A | [5 empty] | 102992 |  | 46973 |  | 44199 |  |  | Standard | 0 |  | 101113,101114,101115,101116,101117,101118,103571,103572,103573,103574,103575 | 3e_9ViPQjBmuUesehp3TT7 | 1 |  | M_Duplex Receptacle:Standard:Standard:960302 |  |  | N/A | 2283 | N/A |  | N/A | N/A | N/A | N/A | N/A |  | 120 V/1-180 VA | N/A | Linked Revit Model : Clinic_A.rvt | UNSET |  |  | Level: Level 2 |  |  |  | 0.500000 | [7 empty] | 0.460000 |  |  |  |  | N/A | UNSET | N/A | N/A | TRUE | N/A | 0 | N/A | 0 | 0 | 0 | 0 | 0 | UNSET | N/A | N/A | FIXED | N/A | Ground Fault Receptacles | UNSET | N/A |  | N/A | N/A | N/A | 0 | L1 | 0 | N/A | N/A | N/A | 0 | [16 empty] | N/A |  |  |  | 23.80.50.11.17 | [7 empty] | Receptacle |  | N22B | 18 | [5 empty] | 1291.669250 | 0.000000 | 710 | 1937.503875 | TRUE
916 | 2D13 | 0 | 769856 | New Construction | N/A |  | 0 |  | 0 |  | 103091 | Point+HemiSpherical | 45783 |  | 53650 | REF TYPE MARK | 0 | B3 - 610x610mm | 0 | 86731 | 93660,93661,93662,93663,93664,93665,93666,103543,103544,103545,103546,103547,103548,103549,103550,103551 | 0yuotxu8DEgv2qMIt$xGZr | 1 |  | M_Troffer Light - Parabolic Square:B3 - 610x610mm:B3 - 610x610mm:769856 |  | NO | N/A | 916 | N/A | 16777215 | N/A | N/A | N/A | N/A | N/A |  | 120 V/1-40 VA | N/A | <not associated> | UNSET |  |  | Level: Level 2 | UNSET | F | 0 | 2.680000 |  | 430.556417 | 0 | 0.050000 |  |  |  | 1.200000 |  |  | U-SHAPED, CRI=75 |  | N/A | UNSET | N/A | N/A | TRUE | N/A | 0 | N/A | 0 | 0 | 0 | 0 | 0 | UNSET | N/A | N/A | FIXED | N/A | Downlights | UNSET | N/A |  | N/A | N/A | N/A | 0 | L1 | 0 | N/A | N/A | N/A | 0 | UNSET | UNSET | 0 | 0 | 0 | 0 | 0 | [9 empty] | N/A |  |  |  | 23.80.70.11.14.11 |  |  | B3 |  |  |  | 1291.669250 | Lighting - Dwelling Unit | 1 | L42B | 6 |  |  | 3150.000000 | 32 | [8 empty] | Metal - Paint Finish - Dark Gray, Matte | Glass - White, High Luminance | Metal - Chrome
1159 | 2D13 | 0 | 780568 | New Construction | N/A |  | 0 |  | 0 |  | 103091 | Point+HemiSpherical | 45901 |  | 53768 | REF TYPE MARK | 0 | SE - 213mm Diameter | 0 |  | 94502,94503,94504,94505,94506,94507,94508,103178,103179,103180,103181,103182,103183,103184,103217 | 0yuotxu8DEgv2qMIt$xLwj | 1 |  | M_Downlight - Recessed Can:SE - 213mm Diameter:SE - 213mm Diameter:780568 |  | NO | N/A | 1159 | N/A | 16777215 | N/A | N/A | N/A | N/A | N/A |  | 120 V/1-100 VA | N/A | <not associated> | UNSET |  |  | Level: Level 2 | UNSET | F | 0 | 2.800000 |  | 1076.391042 | 0 | 0.050000 |  |  |  | 1.200000 |  |  | T4, QUAD TUBE, CRI=82 |  | N/A | UNSET | N/A | N/A | TRUE | N/A | 0 | N/A | 0 | 0 | 0 | 0 | 0 | UNSET | N/A | N/A | FIXED | N/A | Downlights | UNSET | N/A | D5020220 | N/A | N/A | N/A | 0 | L1 | 0 | N/A | N/A | N/A | 0 | UNSET | UNSET | 0 | 0 | 0 | 0 | 0 | [9 empty] | N/A | Lighting - Incandescent |  |  | 23.80.70.11.14.11 |  |  | SE |  |  | 0.100000 | 1291.669250 | Lighting - Dwelling Unit | 1 | L42B | 6 | 0.200000 | 0.200000 | 1800.000000 | 26 | 0.087300
1520 | 2D13 |  | 847584 | New Construction | N/A | [5 empty] | 103091 |  | 46209 |  | 43451 |  |  | Single Pole | 0 |  | 96432,96433,96434,96435,96436,96437,103554,103555,103556,103557,103558,103559 | 050aEzwQLErOVNO9YHeB2p | 1 |  | M_Lighting Switches:Single Pole:Single Pole:847584 |  |  | N/A | 1520 | N/A |  | N/A | N/A | N/A | N/A | N/A |  | 120 V/1-0 VA | N/A | Linked Revit Model : Clinic_A.rvt |  |  |  | Level: Level 2 |  |  |  | 1.200000 |  | 0.000000 | [5 empty] | 1.200000 |  |  |  |  | N/A | UNSET | N/A | N/A | TRUE | N/A | 0 | N/A | 0 | 0 | 0 | 0 | 0 | UNSET | N/A | N/A | FIXED | N/A | Switches | UNSET | N/A |  | N/A | N/A | N/A | 0 | L1 | 0 | N/A | N/A | N/A | 0 | [16 empty] | N/A |  |  |  | 23.80.50.11.14 | [7 empty] | Other |  | L42B | 6 | [5 empty] | 1291.669250 | 0.000000
2281 | 2D13 |  | 959941 | New Construction | N/A | [5 empty] | 103091 |  | 46971 |  | 44197 |  |  | Standard | 0 |  | 101101,101102,101103,101104,101105,101106,103571,103572,103573,103574,103575 | 3e_9ViPQjBmuUesehp3TMi | 1 |  | M_Duplex Receptacle:Standard:Standard:959941 |  |  | N/A | 2281 | N/A |  | N/A | N/A | N/A | N/A | N/A |  | 120 V/1-180 VA | N/A | Linked Revit Model : Clinic_A.rvt | UNSET |  |  | Level: Level 2 |  |  |  | 0.500000 | [7 empty] | 0.460000 |  |  |  |  | N/A | UNSET | N/A | N/A | TRUE | N/A | 0 | N/A | 0 | 0 | 0 | 0 | 0 | UNSET | N/A | N/A | FIXED | N/A | Ground Fault Receptacles | UNSET | N/A |  | N/A | N/A | N/A | 0 | L1 | 0 | N/A | N/A | N/A | 0 | [16 empty] | N/A |  |  |  | 23.80.50.11.17 | [7 empty] | Receptacle |  | N22B | 18 | [5 empty] | 1291.669250 | 0.000000 | 708 | 1937.503875 | TRUE
917 | 2D14 | 0 | 770065 | New Construction | N/A |  | 0 |  | 0 |  | 103237 | Point+HemiSpherical | 45784 |  | 53651 | REF TYPE MARK | 0 | B1 - 0610x1219mm | 0 | 86730 | 93667,93668,93669,93670,93671,93672,93673,103561,103562,103563,103564,103565,103566,103567,103568,103569 | 0yuotxu8DEgv2qMIt$xNUa | 1 |  | M_Troffer Light - Parabolic Rectangular:B1 - 0610x1219mm:B1 - 0610x1219mm:770065 |  | NO | N/A | 917 | N/A | 16777215 | N/A | N/A | N/A | N/A | N/A |  | 120 V/1-80 VA | N/A | Linked Revit Model : Clinic_A.rvt | UNSET |  |  | Level: Level 2 | UNSET | F | 0 | 2.680000 |  | 861.112833 | 0 | 0.050000 |  |  |  | 1.200000 |  |  | T8, 1219mm, RAPID START, CRI=75 |  | N/A | UNSET | N/A | N/A | TRUE | N/A | 0 | N/A | 0 | 0 | 0 | 0 | 0 | UNSET | N/A | N/A | FIXED | N/A | Downlights | UNSET | N/A | D5020210 | N/A | N/A | N/A | 0 | L1 | 0 | N/A | N/A | N/A | 0 | UNSET | UNSET | 0 | 0 | 0 | 0 | 0 | [9 empty] | N/A | Lighting - Fluorescent |  |  | 23.80.70.11.14.11 |  |  | B1 |  |  |  | 1291.669250 | Lighting - Dwelling Unit | 1 | L42B | 6 |  |  | 2900.000000 | 32 | [8 empty] | Metal - Paint Finish - Dark Gray, Matte | Glass - White, High Luminance | Metal - Chrome
918 | 2D14 | 0 | 770158 | New Construction | N/A |  | 0 |  | 0 |  | 103237 | Point+HemiSpherical | 45785 |  | 53652 | REF TYPE MARK | 0 | B1 - 0610x1219mm | 0 | 86729 | 93674,93675,93676,93677,93678,93679,93680,103561,103562,103563,103564,103565,103566,103567,103568,103569 | 0yuotxu8DEgv2qMIt$xNVR | 1 |  | M_Troffer Light - Parabolic Rectangular:B1 - 0610x1219mm:B1 - 0610x1219mm:770158 |  | NO | N/A | 918 | N/A | 16777215 | N/A | N/A | N/A | N/A | N/A |  | 120 V/1-80 VA | N/A | Linked Revit Model : Clinic_A.rvt | UNSET |  |  | Level: Level 2 | UNSET | F | 0 | 2.680000 |  | 861.112833 | 0 | 0.050000 |  |  |  | 1.200000 |  |  | T8, 1219mm, RAPID START, CRI=75 |  | N/A | UNSET | N/A | N/A | TRUE | N/A | 0 | N/A | 0 | 0 | 0 | 0 | 0 | UNSET | N/A | N/A | FIXED | N/A | Downlights | UNSET | N/A | D5020210 | N/A | N/A | N/A | 0 | L1 | 0 | N/A | N/A | N/A | 0 | UNSET | UNSET | 0 | 0 | 0 | 0 | 0 | [9 empty] | N/A | Lighting - Fluorescent |  |  | 23.80.70.11.14.11 |  |  | B1 |  |  |  | 1291.669250 | Lighting - Dwelling Unit | 1 | L42B | 6 |  |  | 2900.000000 | 32 | [8 empty] | Metal - Paint Finish - Dark Gray, Matte | Glass - White, High Luminance | Metal - Chrome
1517 | 2D14 |  | 846902 | New Construction | N/A | [5 empty] | 103237 |  | 46206 |  | 43448 |  |  | Single Pole | 0 |  | 96414,96415,96416,96417,96418,96419,103554,103555,103556,103557,103558,103559 | 050aEzwQLErOVNO9YHeB9b | 1 |  | M_Lighting Switches:Single Pole:Single Pole:846902 |  |  | N/A | 1517 | N/A |  | N/A | N/A | N/A | N/A | N/A |  | 120 V/1-0 VA | N/A | Linked Revit Model : Clinic_A.rvt |  |  |  | Level: Level 2 |  |  |  | 1.200000 |  | 0.000000 | [5 empty] | 1.200000 |  |  |  |  | N/A | UNSET | N/A | N/A | TRUE | N/A | 0 | N/A | 0 | 0 | 0 | 0 | 0 | UNSET | N/A | N/A | FIXED | N/A | Switches | UNSET | N/A |  | N/A | N/A | N/A | 0 | L1 | 0 | N/A | N/A | N/A | 0 | [16 empty] | N/A |  |  |  | 23.80.50.11.14 | [7 empty] | Other |  | L42B | 6 | [5 empty] | 1291.669250 | 0.000000
2271 | 2D14 |  | 959168 | New Construction | N/A | [5 empty] | 103237 |  | 46961 |  | 44187 |  |  | Standard | 0 |  | 101041,101042,101043,101044,101045,101046,103571,103572,103573,103574,103575 | 3e_9ViPQjBmuUesehp3TAf | 1 |  | M_Duplex Receptacle:Standard:Standard:959168 |  |  | N/A | 2271 | N/A |  | N/A | N/A | N/A | N/A | N/A |  | 120 V/1-180 VA | N/A | Linked Revit Model : Clinic_A.rvt | UNSET |  |  | Level: Level 2 |  |  |  | 0.500000 | [7 empty] | 0.460000 |  |  |  |  | N/A | UNSET | N/A | N/A | TRUE | N/A | 0 | N/A | 0 | 0 | 0 | 0 | 0 | UNSET | N/A | N/A | FIXED | N/A | Ground Fault Receptacles | UNSET | N/A |  | N/A | N/A | N/A | 0 | L1 | 0 | N/A | N/A | N/A | 0 | [16 empty] | N/A |  |  |  | 23.80.50.11.17 | [7 empty] | Receptacle |  | N22B | 6 | [5 empty] | 1291.669250 | 0.000000 | 698 | 1937.503875 | TRUE
2274 | 2D14 |  | 959295 | New Construction | N/A | [5 empty] | 103237 |  | 46964 |  | 44190 |  |  | Standard | 0 |  | 101059,101060,101061,101062,101063,101064,103571,103572,103573,103574,103575 | 3e_9ViPQjBmuUesehp3TDM | 1 |  | M_Duplex Receptacle:Standard:Standard:959295 |  |  | N/A | 2274 | N/A |  | N/A | N/A | N/A | N/A | N/A |  | 120 V/1-180 VA | N/A | Linked Revit Model : Clinic_A.rvt | UNSET |  |  | Level: Level 2 |  |  |  | 0.500000 | [7 empty] | 0.460000 |  |  |  |  | N/A | UNSET | N/A | N/A | TRUE | N/A | 0 | N/A | 0 | 0 | 0 | 0 | 0 | UNSET | N/A | N/A | FIXED | N/A | Ground Fault Receptacles | UNSET | N/A |  | N/A | N/A | N/A | 0 | L1 | 0 | N/A | N/A | N/A | 0 | [16 empty] | N/A |  |  |  | 23.80.50.11.17 | [7 empty] | Receptacle |  | N22B | 6 | [5 empty] | 1291.669250 | 0.000000 | 701 | 1937.503875 | TRUE
2275 | 2D14 |  | 959358 | New Construction | N/A | [5 empty] | 103237 |  | 46965 |  | 44191 |  |  | Standard | 0 |  | 101065,101066,101067,101068,101069,101070,103571,103572,103573,103574,103575 | 3e_9ViPQjBmuUesehp3TCN | 1 |  | M_Duplex Receptacle:Standard:Standard:959358 |  |  | N/A | 2275 | N/A |  | N/A | N/A | N/A | N/A | N/A |  | 120 V/1-180 VA | N/A | Linked Revit Model : Clinic_A.rvt | UNSET |  |  | Level: Level 2 |  |  |  | 0.500000 | [7 empty] | 0.460000 |  |  |  |  | N/A | UNSET | N/A | N/A | TRUE | N/A | 0 | N/A | 0 | 0 | 0 | 0 | 0 | UNSET | N/A | N/A | FIXED | N/A | Ground Fault Receptacles | UNSET | N/A |  | N/A | N/A | N/A | 0 | L1 | 0 | N/A | N/A | N/A | 0 | [16 empty] | N/A |  |  |  | 23.80.50.11.17 | [7 empty] | Receptacle |  | N22B | 6 | [5 empty] | 1291.669250 | 0.000000 | 702 | 1937.503875 | TRUE
2276 | 2D14 |  | 959531 | New Construction | N/A | [5 empty] | 103237 |  | 46966 |  | 44192 |  |  | Standard | 0 |  | 101071,101072,101073,101074,101075,101076,103571,103572,103573,103574,103575 | 3e_9ViPQjBmuUesehp3TH2 | 1 |  | M_Duplex Receptacle:Standard:Standard:959531 |  |  | N/A | 2276 | N/A |  | N/A | N/A | N/A | N/A | N/A |  | 120 V/1-180 VA | N/A | Linked Revit Model : Clinic_A.rvt | UNSET |  |  | Level: Level 2 |  |  |  | 0.500000 | [7 empty] | 0.460000 |  |  |  |  | N/A | UNSET | N/A | N/A | TRUE | N/A | 0 | N/A | 0 | 0 | 0 | 0 | 0 | UNSET | N/A | N/A | FIXED | N/A | Ground Fault Receptacles | UNSET | N/A |  | N/A | N/A | N/A | 0 | L1 | 0 | N/A | N/A | N/A | 0 | [16 empty] | N/A |  |  |  | 23.80.50.11.17 | [7 empty] | Receptacle |  | N22B | 6 | [5 empty] | 1291.669250 | 0.000000 | 703 | 1937.503875 | TRUE
919 | 2D15 | 0 | 770241 | New Construction | N/A |  | 0 |  | 0 |  | 103236 | Point+HemiSpherical | 45786 |  | 53653 | REF TYPE MARK | 0 | B1 - 0610x1219mm | 0 | 86728 | 93681,93682,93683,93684,93685,93686,93687,103561,103562,103563,103564,103565,103566,103567,103568,103569 | 0yuotxu8DEgv2qMIt$xNTq | 1 |  | M_Troffer Light - Parabolic Rectangular:B1 - 0610x1219mm:B1 - 0610x1219mm:770241 |  | NO | N/A | 919 | N/A | 16777215 | N/A | N/A | N/A | N/A | N/A |  | 120 V/1-80 VA | N/A | Linked Revit Model : Clinic_A.rvt | UNSET |  |  | Level: Level 2 | UNSET | F | 0 | 2.680000 |  | 861.112833 | 0 | 0.050000 |  |  |  | 1.200000 |  |  | T8, 1219mm, RAPID START, CRI=75 |  | N/A | UNSET | N/A | N/A | TRUE | N/A | 0 | N/A | 0 | 0 | 0 | 0 | 0 | UNSET | N/A | N/A | FIXED | N/A | Downlights | UNSET | N/A | D5020210 | N/A | N/A | N/A | 0 | L1 | 0 | N/A | N/A | N/A | 0 | UNSET | UNSET | 0 | 0 | 0 | 0 | 0 | [9 empty] | N/A | Lighting - Fluorescent |  |  | 23.80.70.11.14.11 |  |  | B1 |  |  |  | 1291.669250 | Lighting - Dwelling Unit | 1 | L42B | 6 |  |  | 2900.000000 | 32 | [8 empty] | Metal - Paint Finish - Dark Gray, Matte | Glass - White, High Luminance | Metal - Chrome
920 | 2D15 | 0 | 770319 | New Construction | N/A |  | 0 |  | 0 |  | 103236 | Point+HemiSpherical | 45787 |  | 53654 | REF TYPE MARK | 0 | B1 - 0610x1219mm | 0 | 86727 | 93688,93689,93690,93691,93692,93693,93694,103561,103562,103563,103564,103565,103566,103567,103568,103569 | 0yuotxu8DEgv2qMIt$xNQw | 1 |  | M_Troffer Light - Parabolic Rectangular:B1 - 0610x1219mm:B1 - 0610x1219mm:770319 |  | NO | N/A | 920 | N/A | 16777215 | N/A | N/A | N/A | N/A | N/A |  | 120 V/1-80 VA | N/A | Linked Revit Model : Clinic_A.rvt | UNSET |  |  | Level: Level 2 | UNSET | F | 0 | 2.680000 |  | 861.112833 | 0 | 0.050000 |  |  |  | 1.200000 |  |  | T8, 1219mm, RAPID START, CRI=75 |  | N/A | UNSET | N/A | N/A | TRUE | N/A | 0 | N/A | 0 | 0 | 0 | 0 | 0 | UNSET | N/A | N/A | FIXED | N/A | Downlights | UNSET | N/A | D5020210 | N/A | N/A | N/A | 0 | L1 | 0 | N/A | N/A | N/A | 0 | UNSET | UNSET | 0 | 0 | 0 | 0 | 0 | [9 empty] | N/A | Lighting - Fluorescent |  |  | 23.80.70.11.14.11 |  |  | B1 |  |  |  | 1291.669250 | Lighting - Dwelling Unit | 1 | L42B | 6 |  |  | 2900.000000 | 32 | [8 empty] | Metal - Paint Finish - Dark Gray, Matte | Glass - White, High Luminance | Metal - Chrome
1518 | 2D15 |  | 847049 | New Construction | N/A | [5 empty] | 103236 |  | 46207 |  | 43449 |  |  | Single Pole | 0 |  | 96420,96421,96422,96423,96424,96425,103554,103555,103556,103557,103558,103559 | 050aEzwQLErOVNO9YHeBAQ | 1 |  | M_Lighting Switches:Single Pole:Single Pole:847049 |  |  | N/A | 1518 | N/A |  | N/A | N/A | N/A | N/A | N/A |  | 120 V/1-0 VA | N/A | Linked Revit Model : Clinic_A.rvt |  |  |  | Level: Level 2 |  |  |  | 1.200000 |  | 0.000000 | [5 empty] | 1.200000 |  |  |  |  | N/A | UNSET | N/A | N/A | TRUE | N/A | 0 | N/A | 0 | 0 | 0 | 0 | 0 | UNSET | N/A | N/A | FIXED | N/A | Switches | UNSET | N/A |  | N/A | N/A | N/A | 0 | L1 | 0 | N/A | N/A | N/A | 0 | [16 empty] | N/A |  |  |  | 23.80.50.11.14 | [7 empty] | Other |  | L42B | 6 | [5 empty] | 1291.669250 | 0.000000
2266 | 2D15 |  | 958733 | New Construction | N/A | [5 empty] | 103236 |  | 46956 |  | 44182 |  |  | Standard | 0 |  | 101011,101012,101013,101014,101015,101016,103571,103572,103573,103574,103575 | 3e_9ViPQjBmuUesehp3T5a | 1 |  | M_Duplex Receptacle:Standard:Standard:958733 |  |  | N/A | 2266 | N/A |  | N/A | N/A | N/A | N/A | N/A |  | 120 V/1-180 VA | N/A | Linked Revit Model : Clinic_A.rvt | UNSET |  |  | Level: Level 2 |  |  |  | 0.500000 | [7 empty] | 0.460000 |  |  |  |  | N/A | UNSET | N/A | N/A | TRUE | N/A | 0 | N/A | 0 | 0 | 0 | 0 | 0 | UNSET | N/A | N/A | FIXED | N/A | Ground Fault Receptacles | UNSET | N/A |  | N/A | N/A | N/A | 0 | L1 | 0 | N/A | N/A | N/A | 0 | [16 empty] | N/A |  |  |  | 23.80.50.11.17 | [7 empty] | Receptacle |  | N22B | 16 | [5 empty] | 1291.669250 | 0.000000 | 693 | 1937.503875 | TRUE
2267 | 2D15 |  | 958827 | New Construction | N/A | [5 empty] | 103236 |  | 46957 |  | 44183 |  |  | Standard | 0 |  | 101017,101018,101019,101020,101021,101022,103571,103572,103573,103574,103575 | 3e_9ViPQjBmuUesehp3T42 | 1 |  | M_Duplex Receptacle:Standard:Standard:958827 |  |  | N/A | 2267 | N/A |  | N/A | N/A | N/A | N/A | N/A |  | 120 V/1-180 VA | N/A | Linked Revit Model : Clinic_S.rvt | UNSET |  |  | Level: Level 2 |  |  |  | 0.500000 | [7 empty] | 0.460000 |  |  |  |  | N/A | UNSET | N/A | N/A | TRUE | N/A | 0 | N/A | 0 | 0 | 0 | 0 | 0 | UNSET | N/A | N/A | FIXED | N/A | Ground Fault Receptacles | UNSET | N/A |  | N/A | N/A | N/A | 0 | L1 | 0 | N/A | N/A | N/A | 0 | [16 empty] | N/A |  |  |  | 23.80.50.11.17 | [7 empty] | Receptacle |  | N22B | 16 | [5 empty] | 1291.669250 | 0.000000 | 694 | 1937.503875 | TRUE
2269 | 2D15 |  | 959112 | New Construction | N/A | [5 empty] | 103236 |  | 46959 |  | 44185 |  |  | Standard | 0 |  | 101029,101030,101031,101032,101033,101034,103571,103572,103573,103574,103575 | 3e_9ViPQjBmuUesehp3TBX | 1 |  | M_Duplex Receptacle:Standard:Standard:959112 |  |  | N/A | 2269 | N/A |  | N/A | N/A | N/A | N/A | N/A |  | 120 V/1-180 VA | N/A | Linked Revit Model : Clinic_A.rvt | UNSET |  |  | Level: Level 2 |  |  |  | 0.500000 | [7 empty] | 0.460000 |  |  |  |  | N/A | UNSET | N/A | N/A | TRUE | N/A | 0 | N/A | 0 | 0 | 0 | 0 | 0 | UNSET | N/A | N/A | FIXED | N/A | Ground Fault Receptacles | UNSET | N/A |  | N/A | N/A | N/A | 0 | L1 | 0 | N/A | N/A | N/A | 0 | [16 empty] | N/A |  |  |  | 23.80.50.11.17 | [7 empty] | Receptacle |  | N22B | 16 | [5 empty] | 1291.669250 | 0.000000 | 696 | 1937.503875 | TRUE
2270 | 2D15 |  | 959158 | New Construction | N/A | [5 empty] | 103236 |  | 46960 |  | 44186 |  |  | Standard | 0 |  | 101035,101036,101037,101038,101039,101040,103571,103572,103573,103574,103575 | 3e_9ViPQjBmuUesehp3TBV | 1 |  | M_Duplex Receptacle:Standard:Standard:959158 |  |  | N/A | 2270 | N/A |  | N/A | N/A | N/A | N/A | N/A |  | 120 V/1-180 VA | N/A | Linked Revit Model : Clinic_A.rvt | UNSET |  |  | Level: Level 2 |  |  |  | 0.500000 | [7 empty] | 0.460000 |  |  |  |  | N/A | UNSET | N/A | N/A | TRUE | N/A | 0 | N/A | 0 | 0 | 0 | 0 | 0 | UNSET | N/A | N/A | FIXED | N/A | Ground Fault Receptacles | UNSET | N/A |  | N/A | N/A | N/A | 0 | L1 | 0 | N/A | N/A | N/A | 0 | [16 empty] | N/A |  |  |  | 23.80.50.11.17 | [7 empty] | Receptacle |  | N22B | 16 | [5 empty] | 1291.669250 | 0.000000 | 697 | 1937.503875 | TRUE
914 | 2D16 | 0 | 769664 | New Construction | N/A |  | 0 |  | 0 |  | 103235 | Point+HemiSpherical | 45781 |  | 53648 | REF TYPE MARK | 0 | B1 - 0610x1219mm | 0 | 86733 | 93646,93647,93648,93649,93650,93651,93652,103561,103562,103563,103564,103565,103566,103567,103568,103569 | 0yuotxu8DEgv2qMIt$xGar | 1 |  | M_Troffer Light - Parabolic Rectangular:B1 - 0610x1219mm:B1 - 0610x1219mm:769664 |  | NO | N/A | 914 | N/A | 16777215 | N/A | N/A | N/A | N/A | N/A |  | 120 V/1-80 VA | N/A | <not associated> | UNSET |  |  | Level: Level 2 | UNSET | F | 0 | 2.680000 |  | 861.112833 | 0 | 0.050000 |  |  |  | 1.200000 |  |  | T8, 1219mm, RAPID START, CRI=75 |  | N/A | UNSET | N/A | N/A | TRUE | N/A | 0 | N/A | 0 | 0 | 0 | 0 | 0 | UNSET | N/A | N/A | FIXED | N/A | Downlights | UNSET | N/A | D5020210 | N/A | N/A | N/A | 0 | L1 | 0 | N/A | N/A | N/A | 0 | UNSET | UNSET | 0 | 0 | 0 | 0 | 0 | [9 empty] | N/A | Lighting - Fluorescent |  |  | 23.80.70.11.14.11 |  |  | B1 |  |  |  | 1291.669250 | Lighting - Dwelling Unit | 1 | L42B | 6 |  |  | 2900.000000 | 32 | [8 empty] | Metal - Paint Finish - Dark Gray, Matte | Glass - White, High Luminance | Metal - Chrome
915 | 2D16 | 0 | 769730 | New Construction | N/A |  | 0 |  | 0 |  | 103235 | Point+HemiSpherical | 45782 |  | 53649 | REF TYPE MARK | 0 | B1 - 0610x1219mm | 0 | 86732 | 93653,93654,93655,93656,93657,93658,93659,103561,103562,103563,103564,103565,103566,103567,103568,103569 | 0yuotxu8DEgv2qMIt$xGbt | 1 |  | M_Troffer Light - Parabolic Rectangular:B1 - 0610x1219mm:B1 - 0610x1219mm:769730 |  | NO | N/A | 915 | N/A | 16777215 | N/A | N/A | N/A | N/A | N/A |  | 120 V/1-80 VA | N/A | Linked Revit Model : Clinic_A.rvt | UNSET |  |  | Level: Level 2 | UNSET | F | 0 | 2.680000 |  | 861.112833 | 0 | 0.050000 |  |  |  | 1.200000 |  |  | T8, 1219mm, RAPID START, CRI=75 |  | N/A | UNSET | N/A | N/A | TRUE | N/A | 0 | N/A | 0 | 0 | 0 | 0 | 0 | UNSET | N/A | N/A | FIXED | N/A | Downlights | UNSET | N/A | D5020210 | N/A | N/A | N/A | 0 | L1 | 0 | N/A | N/A | N/A | 0 | UNSET | UNSET | 0 | 0 | 0 | 0 | 0 | [9 empty] | N/A | Lighting - Fluorescent |  |  | 23.80.70.11.14.11 |  |  | B1 |  |  |  | 1291.669250 | Lighting - Dwelling Unit | 1 | L42B | 6 |  |  | 2900.000000 | 32 | [8 empty] | Metal - Paint Finish - Dark Gray, Matte | Glass - White, High Luminance | Metal - Chrome
1519 | 2D16 |  | 847471 | New Construction | N/A | [5 empty] | 103235 |  | 46208 |  | 43450 |  |  | Single Pole | 0 |  | 96426,96427,96428,96429,96430,96431,103554,103555,103556,103557,103558,103559 | 050aEzwQLErOVNO9YHeB0y | 1 |  | M_Lighting Switches:Single Pole:Single Pole:847471 |  |  | N/A | 1519 | N/A |  | N/A | N/A | N/A | N/A | N/A |  | 120 V/1-0 VA | N/A | Linked Revit Model : Clinic_A.rvt |  |  |  | Level: Level 2 |  |  |  | 1.200000 |  | 0.000000 | [5 empty] | 1.200000 |  |  |  |  | N/A | UNSET | N/A | N/A | TRUE | N/A | 0 | N/A | 0 | 0 | 0 | 0 | 0 | UNSET | N/A | N/A | FIXED | N/A | Switches | UNSET | N/A |  | N/A | N/A | N/A | 0 | L1 | 0 | N/A | N/A | N/A | 0 | [16 empty] | N/A |  |  |  | 23.80.50.11.14 | [7 empty] | Other |  | L42B | 6 | [5 empty] | 1291.669250 | 0.000000
2277 | 2D16 |  | 959586 | New Construction | N/A | [5 empty] | 103235 |  | 46967 |  | 44193 |  |  | Standard | 0 |  | 101077,101078,101079,101080,101081,101082,103571,103572,103573,103574,103575 | 3e_9ViPQjBmuUesehp3TGB | 1 |  | M_Duplex Receptacle:Standard:Standard:959586 |  |  | N/A | 2277 | N/A |  | N/A | N/A | N/A | N/A | N/A |  | 120 V/1-180 VA | N/A | Grid : 6.7 | UNSET |  |  | Level: Level 2 |  |  |  | 0.500000 | [7 empty] | 0.460000 |  |  |  |  | N/A | UNSET | N/A | N/A | TRUE | N/A | 0 | N/A | 0 | 0 | 0 | 0 | 0 | UNSET | N/A | N/A | FIXED | N/A | Ground Fault Receptacles | UNSET | N/A |  | N/A | N/A | N/A | 0 | L1 | 0 | N/A | N/A | N/A | 0 | [16 empty] | N/A |  |  |  | 23.80.50.11.17 | [7 empty] | Receptacle |  | N22B | 4 | [5 empty] | 1291.669250 | 0.000000 | 704 | 1937.503875 | TRUE
2278 | 2D16 |  | 959800 | New Construction | N/A | [5 empty] | 103235 |  | 46968 |  | 44194 |  |  | Standard | 0 |  | 101083,101084,101085,101086,101087,101088,103571,103572,103573,103574,103575 | 3e_9ViPQjBmuUesehp3TLH | 1 |  | M_Duplex Receptacle:Standard:Standard:959800 |  |  | N/A | 2278 | N/A |  | N/A | N/A | N/A | N/A | N/A |  | 120 V/1-180 VA | N/A | Linked Revit Model : Clinic_A.rvt | UNSET |  |  | Level: Level 2 |  |  |  | 0.500000 | [7 empty] | 0.460000 |  |  |  |  | N/A | UNSET | N/A | N/A | TRUE | N/A | 0 | N/A | 0 | 0 | 0 | 0 | 0 | UNSET | N/A | N/A | FIXED | N/A | Ground Fault Receptacles | UNSET | N/A |  | N/A | N/A | N/A | 0 | L1 | 0 | N/A | N/A | N/A | 0 | [16 empty] | N/A |  |  |  | 23.80.50.11.17 | [7 empty] | Receptacle |  | N22B | 4 | [5 empty] | 1291.669250 | 0.000000 | 705 | 1937.503875 | TRUE
2279 | 2D16 |  | 959843 | New Construction | N/A | [5 empty] | 103235 |  | 46969 |  | 44195 |  |  | Standard | 0 |  | 101089,101090,101091,101092,101093,101094,103571,103572,103573,103574,103575 | 3e_9ViPQjBmuUesehp3TKA | 1 |  | M_Duplex Receptacle:Standard:Standard:959843 |  |  | N/A | 2279 | N/A |  | N/A | N/A | N/A | N/A | N/A |  | 120 V/1-180 VA | N/A | Linked Revit Model : Clinic_A.rvt | UNSET |  |  | Level: Level 2 |  |  |  | 0.500000 | [7 empty] | 0.460000 |  |  |  |  | N/A | UNSET | N/A | N/A | TRUE | N/A | 0 | N/A | 0 | 0 | 0 | 0 | 0 | UNSET | N/A | N/A | FIXED | N/A | Ground Fault Receptacles | UNSET | N/A |  | N/A | N/A | N/A | 0 | L1 | 0 | N/A | N/A | N/A | 0 | [16 empty] | N/A |  |  |  | 23.80.50.11.17 | [7 empty] | Receptacle |  | N22B | 4 | [5 empty] | 1291.669250 | 0.000000 | 706 | 1937.503875 | TRUE
2280 | 2D16 |  | 959886 | New Construction | N/A | [5 empty] | 103235 |  | 46970 |  | 44196 |  |  | Standard | 0 |  | 101095,101096,101097,101098,101099,101100,103571,103572,103573,103574,103575 | 3e_9ViPQjBmuUesehp3TNd | 1 |  | M_Duplex Receptacle:Standard:Standard:959886 |  |  | N/A | 2280 | N/A |  | N/A | N/A | N/A | N/A | N/A |  | 120 V/1-180 VA | N/A | Linked Revit Model : Clinic_A.rvt | UNSET |  |  | Level: Level 2 |  |  |  | 0.500000 | [7 empty] | 0.460000 |  |  |  |  | N/A | UNSET | N/A | N/A | TRUE | N/A | 0 | N/A | 0 | 0 | 0 | 0 | 0 | UNSET | N/A | N/A | FIXED | N/A | Ground Fault Receptacles | UNSET | N/A |  | N/A | N/A | N/A | 0 | L1 | 0 | N/A | N/A | N/A | 0 | [16 empty] | N/A |  |  |  | 23.80.50.11.17 | [7 empty] | Receptacle |  | N22B | 4 | [5 empty] | 1291.669250 | 0.000000 | 707 | 1937.503875 | TRUE
921 | 2D17 | 0 | 770454 | New Construction | N/A |  | 0 |  | 0 |  | 103234 | Point+HemiSpherical | 45788 |  | 53655 | REF TYPE MARK | 0 | B1 - 0610x1219mm | 0 | 86726 | 93695,93696,93697,93698,93699,93700,93701,103561,103562,103563,103564,103565,103566,103567,103568,103569 | 0yuotxu8DEgv2qMIt$xNOZ | 1 |  | M_Troffer Light - Parabolic Rectangular:B1 - 0610x1219mm:B1 - 0610x1219mm:770454 |  | NO | N/A | 921 | N/A | 16777215 | N/A | N/A | N/A | N/A | N/A |  | 120 V/1-80 VA | N/A | Linked Revit Model : Clinic_A.rvt | UNSET |  |  | Level: Level 2 | UNSET | F | 0 | 2.680000 |  | 861.112833 | 0 | 0.050000 |  |  |  | 1.200000 |  |  | T8, 1219mm, RAPID START, CRI=75 |  | N/A | UNSET | N/A | N/A | TRUE | N/A | 0 | N/A | 0 | 0 | 0 | 0 | 0 | UNSET | N/A | N/A | FIXED | N/A | Downlights | UNSET | N/A | D5020210 | N/A | N/A | N/A | 0 | L1 | 0 | N/A | N/A | N/A | 0 | UNSET | UNSET | 0 | 0 | 0 | 0 | 0 | [9 empty] | N/A | Lighting - Fluorescent |  |  | 23.80.70.11.14.11 |  |  | B1 |  |  |  | 1291.669250 | Lighting - Dwelling Unit | 1 | L42B | 6 |  |  | 2900.000000 | 32 | [8 empty] | Metal - Paint Finish - Dark Gray, Matte | Glass - White, High Luminance | Metal - Chrome
922 | 2D17 | 0 | 770488 | New Construction | N/A |  | 0 |  | 0 |  | 103234 | Point+HemiSpherical | 45789 |  | 53656 | REF TYPE MARK | 0 | B1 - 0610x1219mm | 0 | 86725 | 93702,93703,93704,93705,93706,93707,93708,103561,103562,103563,103564,103565,103566,103567,103568,103569 | 0yuotxu8DEgv2qMIt$xNOD | 1 |  | M_Troffer Light - Parabolic Rectangular:B1 - 0610x1219mm:B1 - 0610x1219mm:770488 |  | NO | N/A | 922 | N/A | 16777215 | N/A | N/A | N/A | N/A | N/A |  | 120 V/1-80 VA | N/A | Linked Revit Model : Clinic_A.rvt | UNSET |  |  | Level: Level 2 | UNSET | F | 0 | 2.680000 |  | 861.112833 | 0 | 0.050000 |  |  |  | 1.200000 |  |  | T8, 1219mm, RAPID START, CRI=75 |  | N/A | UNSET | N/A | N/A | TRUE | N/A | 0 | N/A | 0 | 0 | 0 | 0 | 0 | UNSET | N/A | N/A | FIXED | N/A | Downlights | UNSET | N/A | D5020210 | N/A | N/A | N/A | 0 | L1 | 0 | N/A | N/A | N/A | 0 | UNSET | UNSET | 0 | 0 | 0 | 0 | 0 | [9 empty] | N/A | Lighting - Fluorescent |  |  | 23.80.70.11.14.11 |  |  | B1 |  |  |  | 1291.669250 | Lighting - Dwelling Unit | 1 | L42B | 6 |  |  | 2900.000000 | 32 | [8 empty] | Metal - Paint Finish - Dark Gray, Matte | Glass - White, High Luminance | Metal - Chrome
1516 | 2D17 |  | 846829 | New Construction | N/A | [5 empty] | 103234 |  | 46205 |  | 43447 |  |  | Single Pole | 0 |  | 96408,96409,96410,96411,96412,96413,103554,103555,103556,103557,103558,103559 | 050aEzwQLErOVNO9YHeBM_ | 1 |  | M_Lighting Switches:Single Pole:Single Pole:846829 |  |  | N/A | 1516 | N/A |  | N/A | N/A | N/A | N/A | N/A |  | 120 V/1-0 VA | N/A | Orphaned |  |  |  | Level: Level 2 |  |  |  | 1.200000 |  | 0.000000 | [5 empty] | 1.200000 |  |  |  |  | N/A | UNSET | N/A | N/A | TRUE | N/A | 0 | N/A | 0 | 0 | 0 | 0 | 0 | UNSET | N/A | N/A | FIXED | N/A | Switches | UNSET | N/A |  | N/A | N/A | N/A | 0 | L1 | 0 | N/A | N/A | N/A | 0 | [16 empty] | N/A |  |  |  | 23.80.50.11.14 | [7 empty] | Other |  | L42B | 6 | [5 empty] | 1291.669250 | 0.000000
2263 | 2D17 |  | 958305 | New Construction | N/A | [5 empty] | 103234 |  | 46953 |  | 44179 |  |  | Standard | 0 |  | 100993,100994,100995,100996,100997,100998,103571,103572,103573,103574,103575 | 3e_9ViPQjBmuUesehp3Uy8 | 1 |  | M_Duplex Receptacle:Standard:Standard:958305 |  |  | N/A | 2263 | N/A |  | N/A | N/A | N/A | N/A | N/A |  | 120 V/1-180 VA | N/A | Linked Revit Model : Clinic_A.rvt | UNSET |  |  | Level: Level 2 |  |  |  | 0.500000 | [7 empty] | 0.460000 |  |  |  |  | N/A | UNSET | N/A | N/A | TRUE | N/A | 0 | N/A | 0 | 0 | 0 | 0 | 0 | UNSET | N/A | N/A | FIXED | N/A | Ground Fault Receptacles | UNSET | N/A |  | N/A | N/A | N/A | 0 | L1 | 0 | N/A | N/A | N/A | 0 | [16 empty] | N/A |  |  |  | 23.80.50.11.17 | [7 empty] | Receptacle |  | N22B | 15 | [5 empty] | 1291.669250 | 0.000000 | 690 | 1937.503875 | TRUE
2264 | 2D17 |  | 958370 | New Construction | N/A | [5 empty] | 103234 |  | 46954 |  | 44180 |  |  | Standard | 0 |  | 100999,101000,101001,101002,101003,101004,103571,103572,103573,103574,103575 | 3e_9ViPQjBmuUesehp3U$B | 1 |  | M_Duplex Receptacle:Standard:Standard:958370 |  |  | N/A | 2264 | N/A |  | N/A | N/A | N/A | N/A | N/A |  | 120 V/1-180 VA | N/A | Linked Revit Model : Clinic_S.rvt | UNSET |  |  | Level: Level 2 |  |  |  | 0.500000 | [7 empty] | 0.460000 |  |  |  |  | N/A | UNSET | N/A | N/A | TRUE | N/A | 0 | N/A | 0 | 0 | 0 | 0 | 0 | UNSET | N/A | N/A | FIXED | N/A | Ground Fault Receptacles | UNSET | N/A |  | N/A | N/A | N/A | 0 | L1 | 0 | N/A | N/A | N/A | 0 | [16 empty] | N/A |  |  |  | 23.80.50.11.17 | [7 empty] | Receptacle |  | N22B | 15 | [5 empty] | 1291.669250 | 0.000000 | 691 | 1937.503875 | TRUE
2265 | 2D17 |  | 958689 | New Construction | N/A | [5 empty] | 103234 |  | 46955 |  | 44181 |  |  | Standard | 0 |  | 101005,101006,101007,101008,101009,101010,103571,103572,103573,103574,103575 | 3e_9ViPQjBmuUesehp3T28 | 1 |  | M_Duplex Receptacle:Standard:Standard:958689 |  |  | N/A | 2265 | N/A |  | N/A | N/A | N/A | N/A | N/A |  | 120 V/1-180 VA | N/A | Linked Revit Model : Clinic_A.rvt | UNSET |  |  | Level: Level 2 |  |  |  | 0.500000 | [7 empty] | 0.460000 |  |  |  |  | N/A | UNSET | N/A | N/A | TRUE | N/A | 0 | N/A | 0 | 0 | 0 | 0 | 0 | UNSET | N/A | N/A | FIXED | N/A | Ground Fault Receptacles | UNSET | N/A |  | N/A | N/A | N/A | 0 | L1 | 0 | N/A | N/A | N/A | 0 | [16 empty] | N/A |  |  |  | 23.80.50.11.17 | [7 empty] | Receptacle |  | N22B | 15 | [5 empty] | 1291.669250 | 0.000000 | 692 | 1937.503875 | TRUE
2268 | 2D17 |  | 958880 | New Construction | N/A | [5 empty] | 103234 |  | 46958 |  | 44184 |  |  | Standard | 0 |  | 101023,101024,101025,101026,101027,101028,103571,103572,103573,103574,103575 | 3e_9ViPQjBmuUesehp3T79 | 1 |  | M_Duplex Receptacle:Standard:Standard:958880 |  |  | N/A | 2268 | N/A |  | N/A | N/A | N/A | N/A | N/A |  | 120 V/1-180 VA | N/A | Orphaned | UNSET |  |  | Level: Level 2 |  |  |  | 0.500000 | [7 empty] | 0.460000 |  |  |  |  | N/A | UNSET | N/A | N/A | TRUE | N/A | 0 | N/A | 0 | 0 | 0 | 0 | 0 | UNSET | N/A | N/A | FIXED | N/A | Ground Fault Receptacles | UNSET | N/A |  | N/A | N/A | N/A | 0 | L1 | 0 | N/A | N/A | N/A | 0 | [16 empty] | N/A |  |  |  | 23.80.50.11.17 | [7 empty] | Receptacle |  | N22B | 15 | [5 empty] | 1291.669250 | 0.000000 | 695 | 1937.503875 | TRUE
306 | 2D18 | 0 | 1213637 | New Construction | N/A | Aluminum-Philips Chloride | 0 | F | 0 | Paint-Philips Chloride-Black | 103495 | Rectangle+Spherical | 46381 | 16 | 53848 | REF TYPE MARK | 0 | X1 | 0 | 86567 | 97401,97408,97415,97422,97435,97442,97449,103485,103486,103487,103488,103489,103490,103491,103492,103493,103494 | 2pPLOtLqj3mvLOgS0jdrJS | 1 | No Photometry Available | Exit Sign - Ceiling_Mount_Single:X1:X1:1213637 |  | NO | N/A | 306 | N/A | 16777215 | N/A | N/A | N/A | N/A | N/A | 0.225524 | Luminaire 120 V/1-4 VA | N/A | Linked Revit Model : Clinic_A.rvt | UNSET | 0.336550 | Not Available | Level: Level 2 | UNSET | F | 0 | 2.680000 | Plastic-Philips Chloride-Red | 40.902860 | 0 | 0.609600 | 0.120650 | 0.336550 | 0.225524 | 1.219200 | 12/27 (Dual Voltage - 120/277) | Not Available | LED | 1291.669250 | N/A | UNSET | N/A | N/A | TRUE | N/A | 0 | N/A | 0 | 0 | 0 | 0 | 0 | UNSET | N/A | N/A | FIXED | N/A | Emergency Lighting | UNSET | N/A | D5020200 | N/A | N/A | N/A | 0 | L1 | 0 | N/A | N/A | N/A | 0 | UNSET | UNSET | 0 | 0 | 0 | 0 | 0 | Horizontal | Not Available | Not Available | Not Available | Not Available | Matte Black w/Brushed Aluminum Face | Not Applicable | Red | 1 | N/A | Lighting Equipment | http://www.chloridesys.com/chloride/Chloridefixture.cfm?ID=3748 | http://www.chloridesys.com/chloride/ | 23.80.70.11.21 | CE-11400 | 55 Line LED Die Cast Aluminum Exit - Traditional | X1 | 55LA-1-12/27-R | 55LA-1-12/27-R
997 | 2D18 | 0 | 777306 | New Construction | N/A |  | 0 |  | 0 |  | 103495 | Point+HemiSpherical | 45864 |  | 53731 | REF TYPE MARK | 0 | P1 - Length as Shown | 0 | 86650 | 94230,94231,94232,94233,94234,94235,94236,103388,103389,103390,103391,103392,103393,103394,103395,103404 | 0yuotxu8DEgv2qMIt$xMll | 1 |  | M_Pendant Light - Linear:P1 - Length as Shown:P1 - Length as Shown:777306 |  | NO | N/A | 997 | N/A | 16777215 | N/A | N/A | N/A | N/A | N/A |  | 120 V/1-150 VA | N/A | Linked Revit Model : Clinic_A.rvt | UNSET |  |  | Level: Level 2 | UNSET | F | 0 | 2.680000 |  | 1614.586563 | 0 | 0.050000 |  |  |  | 1.200000 |  |  | T8, 1219mm, RAPID START, CRI=75 |  | N/A | UNSET | N/A | N/A | TRUE | N/A | 0 | N/A | 0 | 0 | 0 | 0 | 0 | UNSET | N/A | N/A | FIXED | N/A | General Luminaries, Non Directional | UNSET | N/A |  | N/A | N/A | N/A | 0 | L1 | 0 | N/A | N/A | N/A | 0 | UNSET | UNSET | 0 | 0 | 0 | 0 | 0 | [9 empty] | N/A |  |  |  | 23.80.70.11.11 |  |  | P1 |  |  |  | 1291.669250 | Lighting - Dwelling Unit | 1 | L42B | 5 |  |  | 2900.000000 | 32 | [9 empty] | Glass - White, High Luminance |  | 2.400000 | 0.300000 | Metal - Paint Finish - Ivory, Glossy | Metal - Paint Finish - Ivory, Glossy
998 | 2D18 | 0 | 777413 | New Construction | N/A |  | 0 |  | 0 |  | 103495 | Point+HemiSpherical | 45865 |  | 53732 | REF TYPE MARK | 0 | P1 - Length as Shown | 0 | 86649 | 94237,94238,94239,94240,94241,94242,94243,103388,103389,103390,103391,103392,103393,103394,103395,103404 | 0yuotxu8DEgv2qMIt$xMjm | 1 |  | M_Pendant Light - Linear:P1 - Length as Shown:P1 - Length as Shown:777413 |  | NO | N/A | 998 | N/A | 16777215 | N/A | N/A | N/A | N/A | N/A |  | 120 V/1-150 VA | N/A | Linked Revit Model : Clinic_A.rvt | UNSET |  |  | Level: Level 2 | UNSET | F | 0 | 2.680000 |  | 1614.586563 | 0 | 0.050000 |  |  |  | 1.200000 |  |  | T8, 1219mm, RAPID START, CRI=75 |  | N/A | UNSET | N/A | N/A | TRUE | N/A | 0 | N/A | 0 | 0 | 0 | 0 | 0 | UNSET | N/A | N/A | FIXED | N/A | General Luminaries, Non Directional | UNSET | N/A |  | N/A | N/A | N/A | 0 | L1 | 0 | N/A | N/A | N/A | 0 | UNSET | UNSET | 0 | 0 | 0 | 0 | 0 | [9 empty] | N/A |  |  |  | 23.80.70.11.11 |  |  | P1 |  |  |  | 1291.669250 | Lighting - Dwelling Unit | 1 | L42B | 5 |  |  | 2900.000000 | 32 | [9 empty] | Glass - White, High Luminance |  | 2.400000 | 0.300000 | Metal - Paint Finish - Ivory, Glossy | Metal - Paint Finish - Ivory, Glossy
999 | 2D18 | 0 | 777540 | New Construction | N/A |  | 0 |  | 0 |  | 103495 | Point+HemiSpherical | 45866 |  | 53733 | REF TYPE MARK | 0 | P1 - Length as Shown | 0 | 86648 | 94244,94245,94246,94247,94248,94249,94250,103388,103389,103390,103391,103392,103393,103394,103395,103404 | 0yuotxu8DEgv2qMIt$xMhn | 1 |  | M_Pendant Light - Linear:P1 - Length as Shown:P1 - Length as Shown:777540 |  | NO | N/A | 999 | N/A | 16777215 | N/A | N/A | N/A | N/A | N/A |  | 120 V/1-150 VA | N/A | Linked Revit Model : Clinic_A.rvt | UNSET |  |  | Level: Level 2 | UNSET | F | 0 | 2.680000 |  | 1614.586563 | 0 | 0.050000 |  |  |  | 1.200000 |  |  | T8, 1219mm, RAPID START, CRI=75 |  | N/A | UNSET | N/A | N/A | TRUE | N/A | 0 | N/A | 0 | 0 | 0 | 0 | 0 | UNSET | N/A | N/A | FIXED | N/A | General Luminaries, Non Directional | UNSET | N/A |  | N/A | N/A | N/A | 0 | L1 | 0 | N/A | N/A | N/A | 0 | UNSET | UNSET | 0 | 0 | 0 | 0 | 0 | [9 empty] | N/A |  |  |  | 23.80.70.11.11 |  |  | P1 |  |  |  | 1291.669250 | Lighting - Dwelling Unit | 1 | L42B | 5 |  |  | 2900.000000 | 32 | [9 empty] | Glass - White, High Luminance |  | 2.400000 | 0.300000 | Metal - Paint Finish - Ivory, Glossy | Metal - Paint Finish - Ivory, Glossy
1000 | 2D18 | 0 | 777566 | New Construction | N/A |  | 0 |  | 0 |  | 103495 | Point+HemiSpherical | 45867 |  | 53734 | REF TYPE MARK | 0 | P1 - Length as Shown | 0 | 86647 | 94251,94252,94253,94254,94255,94256,94257,103388,103389,103390,103391,103392,103393,103394,103395,103404 | 0yuotxu8DEgv2qMIt$xMhh | 1 |  | M_Pendant Light - Linear:P1 - Length as Shown:P1 - Length as Shown:777566 |  | NO | N/A | 1000 | N/A | 16777215 | N/A | N/A | N/A | N/A | N/A |  | 120 V/1-150 VA | N/A | Linked Revit Model : Clinic_A.rvt | UNSET |  |  | Level: Level 2 | UNSET | F | 0 | 2.680000 |  | 1614.586563 | 0 | 0.050000 |  |  |  | 1.200000 |  |  | T8, 1219mm, RAPID START, CRI=75 |  | N/A | UNSET | N/A | N/A | TRUE | N/A | 0 | N/A | 0 | 0 | 0 | 0 | 0 | UNSET | N/A | N/A | FIXED | N/A | General Luminaries, Non Directional | UNSET | N/A |  | N/A | N/A | N/A | 0 | L1 | 0 | N/A | N/A | N/A | 0 | UNSET | UNSET | 0 | 0 | 0 | 0 | 0 | [9 empty] | N/A |  |  |  | 23.80.70.11.11 |  |  | P1 |  |  |  | 1291.669250 | Lighting - Dwelling Unit | 1 | L42B | 5 |  |  | 2900.000000 | 32 | [9 empty] | Glass - White, High Luminance |  | 2.400000 | 0.300000 | Metal - Paint Finish - Ivory, Glossy | Metal - Paint Finish - Ivory, Glossy
1001 | 2D18 | 0 | 777702 | New Construction | N/A |  | 0 |  | 0 |  | 103495 | Point+HemiSpherical | 45868 |  | 53735 | REF TYPE MARK | 0 | P1 - Length as Shown | 0 | 86646 | 94258,94259,94260,94261,94262,94263,94264,103388,103389,103390,103391,103392,103393,103394,103395,103404 | 0yuotxu8DEgv2qMIt$xMfJ | 1 |  | M_Pendant Light - Linear:P1 - Length as Shown:P1 - Length as Shown:777702 |  | NO | N/A | 1001 | N/A | 16777215 | N/A | N/A | N/A | N/A | N/A |  | 120 V/1-150 VA | N/A | Linked Revit Model : Clinic_A.rvt | UNSET |  |  | Level: Level 2 | UNSET | F | 0 | 2.680000 |  | 1614.586563 | 0 | 0.050000 |  |  |  | 1.200000 |  |  | T8, 1219mm, RAPID START, CRI=75 |  | N/A | UNSET | N/A | N/A | TRUE | N/A | 0 | N/A | 0 | 0 | 0 | 0 | 0 | UNSET | N/A | N/A | FIXED | N/A | General Luminaries, Non Directional | UNSET | N/A |  | N/A | N/A | N/A | 0 | L1 | 0 | N/A | N/A | N/A | 0 | UNSET | UNSET | 0 | 0 | 0 | 0 | 0 | [9 empty] | N/A |  |  |  | 23.80.70.11.11 |  |  | P1 |  |  |  | 1291.669250 | Lighting - Dwelling Unit | 1 | L42B | 5 |  |  | 2900.000000 | 32 | [9 empty] | Glass - White, High Luminance |  | 2.400000 | 0.300000 | Metal - Paint Finish - Ivory, Glossy | Metal - Paint Finish - Ivory, Glossy
1002 | 2D18 | 0 | 777758 | New Construction | N/A |  | 0 |  | 0 |  | 103495 | Point+HemiSpherical | 45869 |  | 53736 | REF TYPE MARK | 0 | P1 - Length as Shown | 0 | 86645 | 94265,94266,94267,94268,94269,94270,94271,103388,103389,103390,103391,103392,103393,103394,103395,103404 | 0yuotxu8DEgv2qMIt$xMch | 1 |  | M_Pendant Light - Linear:P1 - Length as Shown:P1 - Length as Shown:777758 |  | NO | N/A | 1002 | N/A | 16777215 | N/A | N/A | N/A | N/A | N/A |  | 120 V/1-150 VA | N/A | Linked Revit Model : Clinic_A.rvt | UNSET |  |  | Level: Level 2 | UNSET | F | 0 | 2.680000 |  | 1614.586563 | 0 | 0.050000 |  |  |  | 1.200000 |  |  | T8, 1219mm, RAPID START, CRI=75 |  | N/A | UNSET | N/A | N/A | TRUE | N/A | 0 | N/A | 0 | 0 | 0 | 0 | 0 | UNSET | N/A | N/A | FIXED | N/A | General Luminaries, Non Directional | UNSET | N/A |  | N/A | N/A | N/A | 0 | L1 | 0 | N/A | N/A | N/A | 0 | UNSET | UNSET | 0 | 0 | 0 | 0 | 0 | [9 empty] | N/A |  |  |  | 23.80.70.11.11 |  |  | P1 |  |  |  | 1291.669250 | Lighting - Dwelling Unit | 1 | L42B | 5 |  |  | 2900.000000 | 32 | [9 empty] | Glass - White, High Luminance |  | 2.400000 | 0.300000 | Metal - Paint Finish - Ivory, Glossy | Metal - Paint Finish - Ivory, Glossy
1160 | 2D18 | 0 | 780694 | New Construction | N/A |  | 0 |  | 0 |  | 103495 | Point+HemiSpherical | 45902 |  | 53769 | REF TYPE MARK | 0 | SB - 102mm Diameter | 0 |  | 94509,94510,94511,94512,94513,94514,94515,103525,103526,103527,103528,103529,103530,103531,103532 | 0yuotxu8DEgv2qMIt$xLuZ | 1 |  | M_Downlight - Recessed Can:SB - 102mm Diameter:SB - 102mm Diameter:780694 |  | NO | N/A | 1160 | N/A | 16777215 | N/A | N/A | N/A | N/A | N/A |  | 120 V/1-100 VA | N/A | Linked Revit Model : Clinic_A.rvt | UNSET |  |  | Level: Level 2 | UNSET | F | 0 | 2.680000 |  | 1076.391042 | 0 | 0.050000 |  |  |  | 1.200000 |  |  | T4, QUAD TUBE, CRI=82 |  | N/A | UNSET | N/A | N/A | TRUE | N/A | 0 | N/A | 0 | 0 | 0 | 0 | 0 | UNSET | N/A | N/A | FIXED | N/A | Downlights | UNSET | N/A | D5020220 | N/A | N/A | N/A | 0 | L1 | 0 | N/A | N/A | N/A | 0 | UNSET | UNSET | 0 | 0 | 0 | 0 | 0 | [9 empty] | N/A | Lighting - Incandescent |  |  | 23.80.70.11.14.11 |  |  | SB |  |  | 0.100000 | 1291.669250 | Lighting - Dwelling Unit | 1 | L42B | 5 | 0.200000 | 0.200000 | 1200.000000 | 18 | 0.087300
1161 | 2D18 | 0 | 780723 | New Construction | N/A |  | 0 |  | 0 |  | 103495 | Point+HemiSpherical | 45903 |  | 53770 | REF TYPE MARK | 0 | SBB - 102 Diameter | 0 |  | 94516,94517,94518,94519,94520,94521,94522,103313,103314,103315,103316,103317,103318,103319,103321 | 0yuotxu8DEgv2qMIt$xLu6 | 1 |  | M_Downlight - Recessed Can:SBB - 102 Diameter:SBB - 102 Diameter:780723 |  | YES | N/A | 1161 | N/A | 16777215 | N/A | N/A | N/A | N/A | N/A |  | 120 V/1-100 VA | N/A | Linked Revit Model : Clinic_A.rvt | UNSET |  |  | Level: Level 2 | UNSET | F | 0 | 2.680000 |  | 1076.391042 | 0 | 0.050000 |  |  |  | 1.200000 |  |  | T4, QUAD TUBE, CRI=82 |  | N/A | UNSET | N/A | N/A | TRUE | N/A | 0 | N/A | 0 | 0 | 0 | 0 | 0 | UNSET | N/A | N/A | FIXED | N/A | Downlights | UNSET | N/A | D5020220 | N/A | N/A | N/A | 0 | L1 | 0 | N/A | N/A | N/A | 0 | UNSET | UNSET | 0 | 0 | 0 | 0 | 0 | [9 empty] | N/A | Lighting - Incandescent |  |  | 23.80.70.11.14.11 |  |  | SBB |  |  | 0.100000 | 1291.669250 | Lighting - Dwelling Unit | 1 | L42B | 5 | 0.200000 | 0.200000 | 1200.000000 | 18 | 0.087300
1165 | 2D18 | 0 | 780937 | New Construction | N/A |  | 0 |  | 0 |  | 103495 | Point+HemiSpherical | 45907 |  | 53774 | REF TYPE MARK | 0 | SB - 102mm Diameter | 0 |  | 94544,94545,94546,94547,94548,94549,94550,103525,103526,103527,103528,103529,103530,103531,103532 | 0yuotxu8DEgv2qMIt$xLqy | 1 |  | M_Downlight - Recessed Can:SB - 102mm Diameter:SB - 102mm Diameter:780937 |  | NO | N/A | 1165 | N/A | 16777215 | N/A | N/A | N/A | N/A | N/A |  | 120 V/1-100 VA | N/A | Linked Revit Model : Clinic_A.rvt | UNSET |  |  | Level: Level 2 | UNSET | F | 0 | 2.680000 |  | 1076.391042 | 0 | 0.050000 |  |  |  | 1.200000 |  |  | T4, QUAD TUBE, CRI=82 |  | N/A | UNSET | N/A | N/A | TRUE | N/A | 0 | N/A | 0 | 0 | 0 | 0 | 0 | UNSET | N/A | N/A | FIXED | N/A | Downlights | UNSET | N/A | D5020220 | N/A | N/A | N/A | 0 | L1 | 0 | N/A | N/A | N/A | 0 | UNSET | UNSET | 0 | 0 | 0 | 0 | 0 | [9 empty] | N/A | Lighting - Incandescent |  |  | 23.80.70.11.14.11 |  |  | SB |  |  | 0.100000 | 1291.669250 | Lighting - Dwelling Unit | 1 | L42B | 5 | 0.200000 | 0.200000 | 1200.000000 | 18 | 0.087300
1166 | 2D18 | 0 | 780978 | New Construction | N/A |  | 0 |  | 0 |  | 103495 | Point+HemiSpherical | 45908 |  | 53775 | REF TYPE MARK | 0 | SBB - 102 Diameter | 0 |  | 94551,94552,94553,94554,94555,94556,94557,103313,103314,103315,103316,103317,103318,103319,103321 | 0yuotxu8DEgv2qMIt$xLq7 | 1 |  | M_Downlight - Recessed Can:SBB - 102 Diameter:SBB - 102 Diameter:780978 |  | YES | N/A | 1166 | N/A | 16777215 | N/A | N/A | N/A | N/A | N/A |  | 120 V/1-100 VA | N/A | Linked Revit Model : Clinic_A.rvt | UNSET |  |  | Level: Level 2 | UNSET | F | 0 | 2.680000 |  | 1076.391042 | 0 | 0.050000 |  |  |  | 1.200000 |  |  | T4, QUAD TUBE, CRI=82 |  | N/A | UNSET | N/A | N/A | TRUE | N/A | 0 | N/A | 0 | 0 | 0 | 0 | 0 | UNSET | N/A | N/A | FIXED | N/A | Downlights | UNSET | N/A | D5020220 | N/A | N/A | N/A | 0 | L1 | 0 | N/A | N/A | N/A | 0 | UNSET | UNSET | 0 | 0 | 0 | 0 | 0 | [9 empty] | N/A | Lighting - Incandescent |  |  | 23.80.70.11.14.11 |  |  | SBB |  |  | 0.100000 | 1291.669250 | Lighting - Dwelling Unit | 1 | L42B | 5 | 0.200000 | 0.200000 | 1200.000000 | 18 | 0.087300
1167 | 2D18 | 0 | 781006 | New Construction | N/A |  | 0 |  | 0 |  | 103495 | Point+HemiSpherical | 45909 |  | 53776 | REF TYPE MARK | 0 | SB - 102mm Diameter | 0 |  | 94558,94559,94560,94561,94562,94563,94564,103525,103526,103527,103528,103529,103530,103531,103532 | 0yuotxu8DEgv2qMIt$xLrx | 1 |  | M_Downlight - Recessed Can:SB - 102mm Diameter:SB - 102mm Diameter:781006 |  | NO | N/A | 1167 | N/A | 16777215 | N/A | N/A | N/A | N/A | N/A |  | 120 V/1-100 VA | N/A | Linked Revit Model : Clinic_A.rvt | UNSET |  |  | Level: Level 2 | UNSET | F | 0 | 2.680000 |  | 1076.391042 | 0 | 0.050000 |  |  |  | 1.200000 |  |  | T4, QUAD TUBE, CRI=82 |  | N/A | UNSET | N/A | N/A | TRUE | N/A | 0 | N/A | 0 | 0 | 0 | 0 | 0 | UNSET | N/A | N/A | FIXED | N/A | Downlights | UNSET | N/A | D5020220 | N/A | N/A | N/A | 0 | L1 | 0 | N/A | N/A | N/A | 0 | UNSET | UNSET | 0 | 0 | 0 | 0 | 0 | [9 empty] | N/A | Lighting - Incandescent |  |  | 23.80.70.11.14.11 |  |  | SB |  |  | 0.100000 | 1291.669250 | Lighting - Dwelling Unit | 1 | L42B | 5 | 0.200000 | 0.200000 | 1200.000000 | 18 | 0.087300
1168 | 2D18 | 0 | 781031 | New Construction | N/A |  | 0 |  | 0 |  | 103495 | Point+HemiSpherical | 45910 |  | 53777 | REF TYPE MARK | 0 | SB - 102mm Diameter | 0 |  | 94566,94567,94568,94569,94570,94571,94572,103525,103526,103527,103528,103529,103530,103531,103532 | 0yuotxu8DEgv2qMIt$xLrI | 1 |  | M_Downlight - Recessed Can:SB - 102mm Diameter:SB - 102mm Diameter:781031 |  | NO | N/A | 1168 | N/A | 16777215 | N/A | N/A | N/A | N/A | N/A |  | 120 V/1-100 VA | N/A | Linked Revit Model : Clinic_A.rvt | UNSET |  |  | Level: Level 2 | UNSET | F | 0 | 2.680000 |  | 1076.391042 | 0 | 0.050000 |  |  |  | 1.200000 |  |  | T4, QUAD TUBE, CRI=82 |  | N/A | UNSET | N/A | N/A | TRUE | N/A | 0 | N/A | 0 | 0 | 0 | 0 | 0 | UNSET | N/A | N/A | FIXED | N/A | Downlights | UNSET | N/A | D5020220 | N/A | N/A | N/A | 0 | L1 | 0 | N/A | N/A | N/A | 0 | UNSET | UNSET | 0 | 0 | 0 | 0 | 0 | [9 empty] | N/A | Lighting - Incandescent |  |  | 23.80.70.11.14.11 |  |  | SB |  |  | 0.100000 | 1291.669250 | Lighting - Dwelling Unit | 1 | L42B | 5 | 0.200000 | 0.200000 | 1200.000000 | 18 | 0.087300
1169 | 2D18 | 0 | 781069 | New Construction | N/A |  | 0 |  | 0 |  | 103495 | Point+HemiSpherical | 45911 |  | 53778 | REF TYPE MARK | 0 | SBB - 102 Diameter | 0 |  | 94574,94575,94576,94577,94578,94579,94580,103313,103314,103315,103316,103317,103318,103319,103321 | 0yuotxu8DEgv2qMIt$xLou | 1 |  | M_Downlight - Recessed Can:SBB - 102 Diameter:SBB - 102 Diameter:781069 |  | YES | N/A | 1169 | N/A | 16777215 | N/A | N/A | N/A | N/A | N/A |  | 120 V/1-100 VA | N/A | Linked Revit Model : Clinic_A.rvt | UNSET |  |  | Level: Level 2 | UNSET | F | 0 | 2.680000 |  | 1076.391042 | 0 | 0.050000 |  |  |  | 1.200000 |  |  | T4, QUAD TUBE, CRI=82 |  | N/A | UNSET | N/A | N/A | TRUE | N/A | 0 | N/A | 0 | 0 | 0 | 0 | 0 | UNSET | N/A | N/A | FIXED | N/A | Downlights | UNSET | N/A | D5020220 | N/A | N/A | N/A | 0 | L1 | 0 | N/A | N/A | N/A | 0 | UNSET | UNSET | 0 | 0 | 0 | 0 | 0 | [9 empty] | N/A | Lighting - Incandescent |  |  | 23.80.70.11.14.11 |  |  | SBB |  |  | 0.100000 | 1291.669250 | Lighting - Dwelling Unit | 1 | L42B | 5 | 0.200000 | 0.200000 | 1200.000000 | 18 | 0.087300
1170 | 2D18 | 0 | 781098 | New Construction | N/A |  | 0 |  | 0 |  | 103495 | Point+HemiSpherical | 45912 |  | 53779 | REF TYPE MARK | 0 | SB - 102mm Diameter | 0 |  | 94582,94583,94584,94585,94586,94587,94588,103525,103526,103527,103528,103529,103530,103531,103532 | 0yuotxu8DEgv2qMIt$xLoV | 1 |  | M_Downlight - Recessed Can:SB - 102mm Diameter:SB - 102mm Diameter:781098 |  | NO | N/A | 1170 | N/A | 16777215 | N/A | N/A | N/A | N/A | N/A |  | 120 V/1-100 VA | N/A | Linked Revit Model : Clinic_A.rvt | UNSET |  |  | Level: Level 2 | UNSET | F | 0 | 2.680000 |  | 1076.391042 | 0 | 0.050000 |  |  |  | 1.200000 |  |  | T4, QUAD TUBE, CRI=82 |  | N/A | UNSET | N/A | N/A | TRUE | N/A | 0 | N/A | 0 | 0 | 0 | 0 | 0 | UNSET | N/A | N/A | FIXED | N/A | Downlights | UNSET | N/A | D5020220 | N/A | N/A | N/A | 0 | L1 | 0 | N/A | N/A | N/A | 0 | UNSET | UNSET | 0 | 0 | 0 | 0 | 0 | [9 empty] | N/A | Lighting - Incandescent |  |  | 23.80.70.11.14.11 |  |  | SB |  |  | 0.100000 | 1291.669250 | Lighting - Dwelling Unit | 1 | L42B | 5 | 0.200000 | 0.200000 | 1200.000000 | 18 | 0.087300
1171 | 2D18 | 0 | 781128 | New Construction | N/A |  | 0 |  | 0 |  | 103495 | Point+HemiSpherical | 45913 |  | 53780 | REF TYPE MARK | 0 | SBB - 102 Diameter | 0 |  | 94590,94591,94592,94593,94594,94595,94596,103313,103314,103315,103316,103317,103318,103319,103321 | 0yuotxu8DEgv2qMIt$xLpz | 1 |  | M_Downlight - Recessed Can:SBB - 102 Diameter:SBB - 102 Diameter:781128 |  | YES | N/A | 1171 | N/A | 16777215 | N/A | N/A | N/A | N/A | N/A |  | 120 V/1-100 VA | N/A | Linked Revit Model : Clinic_A.rvt | UNSET |  |  | Level: Level 2 | UNSET | F | 0 | 2.680000 |  | 1076.391042 | 0 | 0.050000 |  |  |  | 1.200000 |  |  | T4, QUAD TUBE, CRI=82 |  | N/A | UNSET | N/A | N/A | TRUE | N/A | 0 | N/A | 0 | 0 | 0 | 0 | 0 | UNSET | N/A | N/A | FIXED | N/A | Downlights | UNSET | N/A | D5020220 | N/A | N/A | N/A | 0 | L1 | 0 | N/A | N/A | N/A | 0 | UNSET | UNSET | 0 | 0 | 0 | 0 | 0 | [9 empty] | N/A | Lighting - Incandescent |  |  | 23.80.70.11.14.11 |  |  | SBB |  |  | 0.100000 | 1291.669250 | Lighting - Dwelling Unit | 1 | L42B | 5 | 0.200000 | 0.200000 | 1200.000000 | 18 | 0.087300
1172 | 2D18 | 0 | 781184 | New Construction | N/A |  | 0 |  | 0 |  | 103495 | Point+HemiSpherical | 45914 |  | 53781 | REF TYPE MARK | 0 | SB - 102mm Diameter | 0 |  | 94598,94599,94600,94601,94602,94603,94604,103525,103526,103527,103528,103529,103530,103531,103532 | 0yuotxu8DEgv2qMIt$xLmr | 1 |  | M_Downlight - Recessed Can:SB - 102mm Diameter:SB - 102mm Diameter:781184 |  | NO | N/A | 1172 | N/A | 16777215 | N/A | N/A | N/A | N/A | N/A |  | 120 V/1-100 VA | N/A | Linked Revit Model : Clinic_A.rvt | UNSET |  |  | Level: Level 2 | UNSET | F | 0 | 2.680000 |  | 1076.391042 | 0 | 0.050000 |  |  |  | 1.200000 |  |  | T4, QUAD TUBE, CRI=82 |  | N/A | UNSET | N/A | N/A | TRUE | N/A | 0 | N/A | 0 | 0 | 0 | 0 | 0 | UNSET | N/A | N/A | FIXED | N/A | Downlights | UNSET | N/A | D5020220 | N/A | N/A | N/A | 0 | L1 | 0 | N/A | N/A | N/A | 0 | UNSET | UNSET | 0 | 0 | 0 | 0 | 0 | [9 empty] | N/A | Lighting - Incandescent |  |  | 23.80.70.11.14.11 |  |  | SB |  |  | 0.100000 | 1291.669250 | Lighting - Dwelling Unit | 1 | L42B | 5 | 0.200000 | 0.200000 | 1200.000000 | 18 | 0.087300
1173 | 2D18 | 0 | 781249 | New Construction | N/A |  | 0 |  | 0 |  | 103495 | Point+HemiSpherical | 45915 |  | 53782 | REF TYPE MARK | 0 | SBB - 102 Diameter | 0 |  | 94606,94607,94608,94609,94610,94611,94612,103313,103314,103315,103316,103317,103318,103319,103321 | 0yuotxu8DEgv2qMIt$xLnq | 1 |  | M_Downlight - Recessed Can:SBB - 102 Diameter:SBB - 102 Diameter:781249 |  | YES | N/A | 1173 | N/A | 16777215 | N/A | N/A | N/A | N/A | N/A |  | 120 V/1-100 VA | N/A | Linked Revit Model : Clinic_A.rvt | UNSET |  |  | Level: Level 2 | UNSET | F | 0 | 2.680000 |  | 1076.391042 | 0 | 0.050000 |  |  |  | 1.200000 |  |  | T4, QUAD TUBE, CRI=82 |  | N/A | UNSET | N/A | N/A | TRUE | N/A | 0 | N/A | 0 | 0 | 0 | 0 | 0 | UNSET | N/A | N/A | FIXED | N/A | Downlights | UNSET | N/A | D5020220 | N/A | N/A | N/A | 0 | L1 | 0 | N/A | N/A | N/A | 0 | UNSET | UNSET | 0 | 0 | 0 | 0 | 0 | [9 empty] | N/A | Lighting - Incandescent |  |  | 23.80.70.11.14.11 |  |  | SBB |  |  | 0.100000 | 1291.669250 | Lighting - Dwelling Unit | 1 | L42B | 5 | 0.200000 | 0.200000 | 1200.000000 | 18 | 0.087300
1174 | 2D18 | 0 | 781289 | New Construction | N/A |  | 0 |  | 0 |  | 103495 | Point+HemiSpherical | 45916 |  | 53783 | REF TYPE MARK | 0 | SB - 102mm Diameter | 0 |  | 94613,94614,94615,94616,94617,94618,94619,103525,103526,103527,103528,103529,103530,103531,103532 | 0yuotxu8DEgv2qMIt$xLnS | 1 |  | M_Downlight - Recessed Can:SB - 102mm Diameter:SB - 102mm Diameter:781289 |  | NO | N/A | 1174 | N/A | 16777215 | N/A | N/A | N/A | N/A | N/A |  | 120 V/1-100 VA | N/A | Linked Revit Model : Clinic_A.rvt | UNSET |  |  | Level: Level 2 | UNSET | F | 0 | 2.680000 |  | 1076.391042 | 0 | 0.050000 |  |  |  | 1.200000 |  |  | T4, QUAD TUBE, CRI=82 |  | N/A | UNSET | N/A | N/A | TRUE | N/A | 0 | N/A | 0 | 0 | 0 | 0 | 0 | UNSET | N/A | N/A | FIXED | N/A | Downlights | UNSET | N/A | D5020220 | N/A | N/A | N/A | 0 | L1 | 0 | N/A | N/A | N/A | 0 | UNSET | UNSET | 0 | 0 | 0 | 0 | 0 | [9 empty] | N/A | Lighting - Incandescent |  |  | 23.80.70.11.14.11 |  |  | SB |  |  | 0.100000 | 1291.669250 | Lighting - Dwelling Unit | 1 | L42B | 5 | 0.200000 | 0.200000 | 1200.000000 | 18 | 0.087300
1175 | 2D18 | 0 | 781328 | New Construction | N/A |  | 0 |  | 0 |  | 103495 | Point+HemiSpherical | 45917 |  | 53784 | REF TYPE MARK | 0 | SB - 102mm Diameter | 0 |  | 94620,94621,94622,94623,94624,94625,94626,103525,103526,103527,103528,103529,103530,103531,103532 | 0yuotxu8DEgv2qMIt$xLkb | 1 |  | M_Downlight - Recessed Can:SB - 102mm Diameter:SB - 102mm Diameter:781328 |  | NO | N/A | 1175 | N/A | 16777215 | N/A | N/A | N/A | N/A | N/A |  | 120 V/1-100 VA | N/A | Linked Revit Model : Clinic_A.rvt | UNSET |  |  | Level: Level 2 | UNSET | F | 0 | 2.680000 |  | 1076.391042 | 0 | 0.050000 |  |  |  | 1.200000 |  |  | T4, QUAD TUBE, CRI=82 |  | N/A | UNSET | N/A | N/A | TRUE | N/A | 0 | N/A | 0 | 0 | 0 | 0 | 0 | UNSET | N/A | N/A | FIXED | N/A | Downlights | UNSET | N/A | D5020220 | N/A | N/A | N/A | 0 | L1 | 0 | N/A | N/A | N/A | 0 | UNSET | UNSET | 0 | 0 | 0 | 0 | 0 | [9 empty] | N/A | Lighting - Incandescent |  |  | 23.80.70.11.14.11 |  |  | SB |  |  | 0.100000 | 1291.669250 | Lighting - Dwelling Unit | 1 | L42B | 5 | 0.200000 | 0.200000 | 1200.000000 | 18 | 0.087300
1176 | 2D18 | 0 | 781384 | New Construction | N/A |  | 0 |  | 0 |  | 103495 | Point+HemiSpherical | 45918 |  | 53785 | REF TYPE MARK | 0 | SBB - 102 Diameter | 0 |  | 94627,94628,94629,94630,94631,94632,94633,103313,103314,103315,103316,103317,103318,103319,103321 | 0yuotxu8DEgv2qMIt$xLlz | 1 |  | M_Downlight - Recessed Can:SBB - 102 Diameter:SBB - 102 Diameter:781384 |  | YES | N/A | 1176 | N/A | 16777215 | N/A | N/A | N/A | N/A | N/A |  | 120 V/1-100 VA | N/A | Linked Revit Model : Clinic_A.rvt | UNSET |  |  | Level: Level 2 | UNSET | F | 0 | 2.680000 |  | 1076.391042 | 0 | 0.050000 |  |  |  | 1.200000 |  |  | T4, QUAD TUBE, CRI=82 |  | N/A | UNSET | N/A | N/A | TRUE | N/A | 0 | N/A | 0 | 0 | 0 | 0 | 0 | UNSET | N/A | N/A | FIXED | N/A | Downlights | UNSET | N/A | D5020220 | N/A | N/A | N/A | 0 | L1 | 0 | N/A | N/A | N/A | 0 | UNSET | UNSET | 0 | 0 | 0 | 0 | 0 | [9 empty] | N/A | Lighting - Incandescent |  |  | 23.80.70.11.14.11 |  |  | SBB |  |  | 0.100000 | 1291.669250 | Lighting - Dwelling Unit | 1 | L42B | 5 | 0.200000 | 0.200000 | 1200.000000 | 18 | 0.087300
1177 | 2D18 | 0 | 781411 | New Construction | N/A |  | 0 |  | 0 |  | 103495 | Point+HemiSpherical | 45919 |  | 53786 | REF TYPE MARK | 0 | SB - 102mm Diameter | 0 |  | 94634,94635,94636,94637,94638,94639,94640,103525,103526,103527,103528,103529,103530,103531,103532 | 0yuotxu8DEgv2qMIt$xLlM | 1 |  | M_Downlight - Recessed Can:SB - 102mm Diameter:SB - 102mm Diameter:781411 |  | NO | N/A | 1177 | N/A | 16777215 | N/A | N/A | N/A | N/A | N/A |  | 120 V/1-100 VA | N/A | Linked Revit Model : Clinic_A.rvt | UNSET |  |  | Level: Level 2 | UNSET | F | 0 | 2.680000 |  | 1076.391042 | 0 | 0.050000 |  |  |  | 1.200000 |  |  | T4, QUAD TUBE, CRI=82 |  | N/A | UNSET | N/A | N/A | TRUE | N/A | 0 | N/A | 0 | 0 | 0 | 0 | 0 | UNSET | N/A | N/A | FIXED | N/A | Downlights | UNSET | N/A | D5020220 | N/A | N/A | N/A | 0 | L1 | 0 | N/A | N/A | N/A | 0 | UNSET | UNSET | 0 | 0 | 0 | 0 | 0 | [9 empty] | N/A | Lighting - Incandescent |  |  | 23.80.70.11.14.11 |  |  | SB |  |  | 0.100000 | 1291.669250 | Lighting - Dwelling Unit | 1 | L42B | 5 | 0.200000 | 0.200000 | 1200.000000 | 18 | 0.087300
1178 | 2D18 | 0 | 781444 | New Construction | N/A |  | 0 |  | 0 |  | 103495 | Point+HemiSpherical | 45920 |  | 53787 | REF TYPE MARK | 0 | SB - 102mm Diameter | 0 |  | 94641,94642,94643,94644,94645,94646,94647,103525,103526,103527,103528,103529,103530,103531,103532 | 0yuotxu8DEgv2qMIt$xLin | 1 |  | M_Downlight - Recessed Can:SB - 102mm Diameter:SB - 102mm Diameter:781444 |  | NO | N/A | 1178 | N/A | 16777215 | N/A | N/A | N/A | N/A | N/A |  | 120 V/1-100 VA | N/A | Linked Revit Model : Clinic_A.rvt | UNSET |  |  | Level: Level 2 | UNSET | F | 0 | 2.680000 |  | 1076.391042 | 0 | 0.050000 |  |  |  | 1.200000 |  |  | T4, QUAD TUBE, CRI=82 |  | N/A | UNSET | N/A | N/A | TRUE | N/A | 0 | N/A | 0 | 0 | 0 | 0 | 0 | UNSET | N/A | N/A | FIXED | N/A | Downlights | UNSET | N/A | D5020220 | N/A | N/A | N/A | 0 | L1 | 0 | N/A | N/A | N/A | 0 | UNSET | UNSET | 0 | 0 | 0 | 0 | 0 | [9 empty] | N/A | Lighting - Incandescent |  |  | 23.80.70.11.14.11 |  |  | SB |  |  | 0.100000 | 1291.669250 | Lighting - Dwelling Unit | 1 | L42B | 5 | 0.200000 | 0.200000 | 1200.000000 | 18 | 0.087300
1476 | 2D18 |  | 839952 | New Construction | N/A | [5 empty] | 103495 |  | 46164 |  | 43406 |  |  | Single Pole | 0 |  | 96155,96156,96157,96158,96159,96160,103554,103555,103556,103557,103558,103559 | 3q4w0ijjzFuh9My1IanOXI | 1 |  | M_Lighting Switches:Single Pole:Single Pole:839952 |  |  | N/A | 1476 | N/A |  | N/A | N/A | N/A | N/A | N/A |  | 120 V/1-0 VA | N/A | Linked Revit Model : Clinic_A.rvt |  |  |  | Level: Level 2 |  |  |  | 1.200000 |  | 0.000000 | [5 empty] | 1.200000 |  |  |  |  | N/A | UNSET | N/A | N/A | TRUE | N/A | 0 | N/A | 0 | 0 | 0 | 0 | 0 | UNSET | N/A | N/A | FIXED | N/A | Switches | UNSET | N/A |  | N/A | N/A | N/A | 0 | L1 | 0 | N/A | N/A | N/A | 0 | [16 empty] | N/A |  |  |  | 23.80.50.11.14 | [7 empty] | Other |  | L42B | 5 | [5 empty] | 1291.669250 | 0.000000
1526 | 2D18 |  | 850424 | New Construction | N/A | [5 empty] | 103495 |  | 46217 |  | 43457 |  |  | Single Pole | 0 |  | 96475,96476,96477,96478,96479,96480,103554,103555,103556,103557,103558,103559 | 37vDTF7Of8HgUYMzIbEQ21 | 1 |  | M_Lighting Switches:Single Pole:Single Pole:850424 |  |  | N/A | 1526 | N/A |  | N/A | N/A | N/A | N/A | N/A |  | 120 V/1-0 VA | N/A | Linked Revit Model : Clinic_A.rvt |  |  |  | Level: Level 2 |  |  |  | 1.200000 |  | 0.000000 | [5 empty] | 1.200000 |  |  |  |  | N/A | UNSET | N/A | N/A | TRUE | N/A | 0 | N/A | 0 | 0 | 0 | 0 | 0 | UNSET | N/A | N/A | FIXED | N/A | Switches | UNSET | N/A |  | N/A | N/A | N/A | 0 | L1 | 0 | N/A | N/A | N/A | 0 | [16 empty] | N/A |  |  |  | 23.80.50.11.14 | [7 empty] | Other |  | L42B | 5 | [5 empty] | 1291.669250 | 0.000000
2217 | 2D18 |  | 952803 | New Construction | N/A | [5 empty] | 103495 |  | 46907 |  | 44133 |  |  | Standard | 0 |  | 100717,100718,100719,100720,100721,100722,103571,103572,103573,103574,103575 | 3e_9ViPQjBmuUesehp3VcA | 1 |  | M_Duplex Receptacle:Standard:Standard:952803 |  |  | N/A | 2217 | N/A |  | N/A | N/A | N/A | N/A | N/A |  | 120 V/1-180 VA | N/A | Linked Revit Model : Clinic_A.rvt | UNSET |  |  | Level: Level 2 |  |  |  | 0.500000 | [7 empty] | 0.460000 |  |  |  |  | N/A | UNSET | N/A | N/A | TRUE | N/A | 0 | N/A | 0 | 0 | 0 | 0 | 0 | UNSET | N/A | N/A | FIXED | N/A | Ground Fault Receptacles | UNSET | N/A |  | N/A | N/A | N/A | 0 | L1 | 0 | N/A | N/A | N/A | 0 | [16 empty] | N/A |  |  |  | 23.80.50.11.17 | [7 empty] | Receptacle |  | N22B | 25 | [5 empty] | 1291.669250 | 0.000000 | 644 | 1937.503875 | TRUE
2218 | 2D18 |  | 952835 | New Construction | N/A | [5 empty] | 103495 |  | 46908 |  | 44134 |  |  | Standard | 0 |  | 100723,100724,100725,100726,100727,100728,103571,103572,103573,103574,103575 | 3e_9ViPQjBmuUesehp3Vfg | 1 |  | M_Duplex Receptacle:Standard:Standard:952835 |  |  | N/A | 2218 | N/A |  | N/A | N/A | N/A | N/A | N/A |  | 120 V/1-180 VA | N/A | Linked Revit Model : Clinic_A.rvt | UNSET |  |  | Level: Level 2 |  |  |  | 0.500000 | [7 empty] | 0.460000 |  |  |  |  | N/A | UNSET | N/A | N/A | TRUE | N/A | 0 | N/A | 0 | 0 | 0 | 0 | 0 | UNSET | N/A | N/A | FIXED | N/A | Ground Fault Receptacles | UNSET | N/A |  | N/A | N/A | N/A | 0 | L1 | 0 | N/A | N/A | N/A | 0 | [16 empty] | N/A |  |  |  | 23.80.50.11.17 | [7 empty] | Receptacle |  | N22B | 25 | [5 empty] | 1291.669250 | 0.000000 | 645 | 1937.503875 | TRUE
2219 | 2D18 |  | 952859 | New Construction | N/A | [5 empty] | 103495 |  | 46909 |  | 44135 |  |  | Standard | 0 |  | 100729,100730,100731,100732,100733,100734,103571,103572,103573,103574,103575 | 3e_9ViPQjBmuUesehp3Vfo | 1 |  | M_Duplex Receptacle:Standard:Standard:952859 |  |  | N/A | 2219 | N/A |  | N/A | N/A | N/A | N/A | N/A |  | 120 V/1-180 VA | N/A | Linked Revit Model : Clinic_A.rvt | UNSET |  |  | Level: Level 2 |  |  |  | 0.500000 | [7 empty] | 0.460000 |  |  |  |  | N/A | UNSET | N/A | N/A | TRUE | N/A | 0 | N/A | 0 | 0 | 0 | 0 | 0 | UNSET | N/A | N/A | FIXED | N/A | Ground Fault Receptacles | UNSET | N/A |  | N/A | N/A | N/A | 0 | L1 | 0 | N/A | N/A | N/A | 0 | [16 empty] | N/A |  |  |  | 23.80.50.11.17 | [7 empty] | Receptacle |  | N22B | 25 | [5 empty] | 1291.669250 | 0.000000 | 646 | 1937.503875 | TRUE
2255 | 2D18 |  | 957280 | New Construction | N/A | [5 empty] | 103495 |  | 46945 |  | 44171 |  |  | Standard | 0 |  | 100945,100946,100947,100948,100949,100950,103571,103572,103573,103574,103575 | 3e_9ViPQjBmuUesehp3Ui9 | 1 |  | M_Duplex Receptacle:Standard:Standard:957280 |  |  | N/A | 2255 | N/A |  | N/A | N/A | N/A | N/A | N/A |  | 120 V/1-180 VA | N/A | Linked Revit Model : Clinic_A.rvt | UNSET |  |  | Level: Level 2 |  |  |  | 0.500000 | [7 empty] | 0.460000 |  |  |  |  | N/A | UNSET | N/A | N/A | TRUE | N/A | 0 | N/A | 0 | 0 | 0 | 0 | 0 | UNSET | N/A | N/A | FIXED | N/A | Ground Fault Receptacles | UNSET | N/A |  | N/A | N/A | N/A | 0 | L1 | 0 | N/A | N/A | N/A | 0 | [16 empty] | N/A |  |  |  | 23.80.50.11.17 | [7 empty] | Receptacle |  | N22B | 14 | [5 empty] | 1291.669250 | 0.000000 | 682 | 1937.503875 | TRUE
2256 | 2D18 |  | 957374 | New Construction | N/A | [5 empty] | 103495 |  | 46946 |  | 44172 |  |  | Standard | 0 |  | 100951,100952,100953,100954,100955,100956,103571,103572,103573,103574,103575 | 3e_9ViPQjBmuUesehp3UlN | 1 |  | M_Duplex Receptacle:Standard:Standard:957374 |  |  | N/A | 2256 | N/A |  | N/A | N/A | N/A | N/A | N/A |  | 120 V/1-180 VA | N/A | Linked Revit Model : Clinic_A.rvt | UNSET |  |  | Level: Level 2 |  |  |  | 0.500000 | [7 empty] | 0.460000 |  |  |  |  | N/A | UNSET | N/A | N/A | TRUE | N/A | 0 | N/A | 0 | 0 | 0 | 0 | 0 | UNSET | N/A | N/A | FIXED | N/A | Ground Fault Receptacles | UNSET | N/A |  | N/A | N/A | N/A | 0 | L1 | 0 | N/A | N/A | N/A | 0 | [16 empty] | N/A |  |  |  | 23.80.50.11.17 | [7 empty] | Receptacle |  | N22B | 14 | [5 empty] | 1291.669250 | 0.000000 | 683 | 1937.503875 | TRUE
2272 | 2D18 |  | 959203 | New Construction | N/A | [5 empty] | 103495 |  | 46962 |  | 44188 |  |  | Standard | 0 |  | 101047,101048,101049,101050,101051,101052,103571,103572,103573,103574,103575 | 3e_9ViPQjBmuUesehp3TAA | 1 |  | M_Duplex Receptacle:Standard:Standard:959203 |  |  | N/A | 2272 | N/A |  | N/A | N/A | N/A | N/A | N/A |  | 120 V/1-180 VA | N/A | Linked Revit Model : Clinic_A.rvt | UNSET |  |  | Level: Level 2 |  |  |  | 0.500000 | [7 empty] | 0.460000 |  |  |  |  | N/A | UNSET | N/A | N/A | TRUE | N/A | 0 | N/A | 0 | 0 | 0 | 0 | 0 | UNSET | N/A | N/A | FIXED | N/A | Ground Fault Receptacles | UNSET | N/A |  | N/A | N/A | N/A | 0 | L1 | 0 | N/A | N/A | N/A | 0 | [16 empty] | N/A |  |  |  | 23.80.50.11.17 | [7 empty] | Receptacle |  | N22B | 14 | [5 empty] | 1291.669250 | 0.000000 | 699 | 1937.503875 | TRUE
2273 | 2D18 |  | 959242 | New Construction | N/A | [5 empty] | 103495 |  | 46963 |  | 44189 |  |  | Standard | 0 |  | 101053,101054,101055,101056,101057,101058,103571,103572,103573,103574,103575 | 3e_9ViPQjBmuUesehp3TDZ | 1 |  | M_Duplex Receptacle:Standard:Standard:959242 |  |  | N/A | 2273 | N/A |  | N/A | N/A | N/A | N/A | N/A |  | 120 V/1-180 VA | N/A | Linked Revit Model : Clinic_A.rvt | UNSET |  |  | Level: Level 2 |  |  |  | 0.500000 | [7 empty] | 0.460000 |  |  |  |  | N/A | UNSET | N/A | N/A | TRUE | N/A | 0 | N/A | 0 | 0 | 0 | 0 | 0 | UNSET | N/A | N/A | FIXED | N/A | Ground Fault Receptacles | UNSET | N/A |  | N/A | N/A | N/A | 0 | L1 | 0 | N/A | N/A | N/A | 0 | [16 empty] | N/A |  |  |  | 23.80.50.11.17 | [7 empty] | Receptacle |  | N22B | 14 | [5 empty] | 1291.669250 | 0.000000 | 700 | 1937.503875 | TRUE
2282 | 2D18 |  | 960228 | New Construction | N/A | [5 empty] | 103495 |  | 46972 |  | 44198 |  |  | Standard | 0 |  | 101107,101108,101109,101110,101111,101112,103571,103572,103573,103574,103575 | 3e_9ViPQjBmuUesehp3TQD | 1 |  | M_Duplex Receptacle:Standard:Standard:960228 |  |  | N/A | 2282 | N/A |  | N/A | N/A | N/A | N/A | N/A |  | 120 V/1-180 VA | N/A | Linked Revit Model : Clinic_A.rvt | UNSET |  |  | Level: Level 2 |  |  |  | 0.500000 | [7 empty] | 0.460000 |  |  |  |  | N/A | UNSET | N/A | N/A | TRUE | N/A | 0 | N/A | 0 | 0 | 0 | 0 | 0 | UNSET | N/A | N/A | FIXED | N/A | Ground Fault Receptacles | UNSET | N/A |  | N/A | N/A | N/A | 0 | L1 | 0 | N/A | N/A | N/A | 0 | [16 empty] | N/A |  |  |  | 23.80.50.11.17 | [7 empty] | Receptacle |  | N22B | 7 | [5 empty] | 1291.669250 | 0.000000 | 709 | 1937.503875 | TRUE
2294 | 2D18 |  | 961480 | New Construction | N/A | [5 empty] | 103495 |  | 46984 |  | 44210 |  |  | Standard | 0 |  | 101179,101180,101181,101182,101183,101184,103571,103572,103573,103574,103575 | 3e_9ViPQjBmuUesehp3TkX | 1 |  | M_Duplex Receptacle:Standard:Standard:961480 |  |  | N/A | 2294 | N/A |  | N/A | N/A | N/A | N/A | N/A |  | 120 V/1-180 VA | N/A | Linked Revit Model : Clinic_A.rvt | UNSET |  |  | Level: Level 2 |  |  |  | 0.500000 | [7 empty] | 0.460000 |  |  |  |  | N/A | UNSET | N/A | N/A | TRUE | N/A | 0 | N/A | 0 | 0 | 0 | 0 | 0 | UNSET | N/A | N/A | FIXED | N/A | Ground Fault Receptacles | UNSET | N/A |  | N/A | N/A | N/A | 0 | L1 | 0 | N/A | N/A | N/A | 0 | [16 empty] | N/A |  |  |  | 23.80.50.11.17 | [7 empty] | Receptacle |  | N22B | 7 | [5 empty] | 1291.669250 | 0.000000 | 721 | 1937.503875 | TRUE
2311 | 2D18 |  | 963263 | New Construction | N/A | [5 empty] | 103495 |  | 47001 |  | 44227 |  |  | Standard | 0 |  | 101281,101282,101283,101284,101285,101286,103571,103572,103573,103574,103575 | 3e_9ViPQjBmuUesehp3SBM | 1 |  | M_Duplex Receptacle:Standard:Standard:963263 |  |  | N/A | 2311 | N/A |  | N/A | N/A | N/A | N/A | N/A |  | 120 V/1-180 VA | N/A | Linked Revit Model : Clinic_A.rvt | UNSET |  |  | Level: Level 2 |  |  |  | 0.500000 | [7 empty] | 0.460000 |  |  |  |  | N/A | UNSET | N/A | N/A | TRUE | N/A | 0 | N/A | 0 | 0 | 0 | 0 | 0 | UNSET | N/A | N/A | FIXED | N/A | Ground Fault Receptacles | UNSET | N/A |  | N/A | N/A | N/A | 0 | L1 | 0 | N/A | N/A | N/A | 0 | [16 empty] | N/A |  |  |  | 23.80.50.11.17 | [7 empty] | Receptacle |  | N22B | 14 | [5 empty] | 1291.669250 | 0.000000 | 738 | 1937.503875 | TRUE
2312 | 2D18 |  | 964031 | New Construction | N/A | [5 empty] | 103495 |  | 47002 |  | 44228 |  |  | Standard | 0 |  | 101287,101288,101289,101290,101291,101292,103571,103572,103573,103574,103575 | 3ObHGN0iP2xQh5ReyfKoK5 | 1 |  | M_Duplex Receptacle:Standard:Standard:964031 |  |  | N/A | 2312 | N/A |  | N/A | N/A | N/A | N/A | N/A |  | 120 V/1-180 VA | N/A | Linked Revit Model : Clinic_A.rvt | UNSET |  |  | Level: Level 2 |  |  |  | 0.500000 | [7 empty] | 0.460000 |  |  |  |  | N/A | UNSET | N/A | N/A | TRUE | N/A | 0 | N/A | 0 | 0 | 0 | 0 | 0 | UNSET | N/A | N/A | FIXED | N/A | Ground Fault Receptacles | UNSET | N/A |  | N/A | N/A | N/A | 0 | L1 | 0 | N/A | N/A | N/A | 0 | [16 empty] | N/A |  |  |  | 23.80.50.11.17 | [7 empty] | Receptacle |  | N22B | 7 | [5 empty] | 1291.669250 | 0.000000 | 739 | 1937.503875 | TRUE
923 | 2D19 | 0 | 770554 | New Construction | N/A |  | 0 |  | 0 |  | 103233 | Point+HemiSpherical | 45790 |  | 53657 | REF TYPE MARK | 0 | B1 - 0610x1219mm | 0 | 86724 | 93709,93710,93711,93712,93713,93714,93715,103561,103562,103563,103564,103565,103566,103567,103568,103569 | 0yuotxu8DEgv2qMIt$xNPF | 1 |  | M_Troffer Light - Parabolic Rectangular:B1 - 0610x1219mm:B1 - 0610x1219mm:770554 |  | NO | N/A | 923 | N/A | 16777215 | N/A | N/A | N/A | N/A | N/A |  | 120 V/1-80 VA | N/A | <not associated> | UNSET |  |  | Level: Level 2 | UNSET | F | 0 | 2.680000 |  | 861.112833 | 0 | 0.050000 |  |  |  | 1.200000 |  |  | T8, 1219mm, RAPID START, CRI=75 |  | N/A | UNSET | N/A | N/A | TRUE | N/A | 0 | N/A | 0 | 0 | 0 | 0 | 0 | UNSET | N/A | N/A | FIXED | N/A | Downlights | UNSET | N/A | D5020210 | N/A | N/A | N/A | 0 | L1 | 0 | N/A | N/A | N/A | 0 | UNSET | UNSET | 0 | 0 | 0 | 0 | 0 | [9 empty] | N/A | Lighting - Fluorescent |  |  | 23.80.70.11.14.11 |  |  | B1 |  |  |  | 1291.669250 | Lighting - Dwelling Unit | 1 | L42B | 6 |  |  | 2900.000000 | 32 | [8 empty] | Metal - Paint Finish - Dark Gray, Matte | Glass - White, High Luminance | Metal - Chrome
924 | 2D19 | 0 | 770646 | New Construction | N/A |  | 0 |  | 0 |  | 103233 | Point+HemiSpherical | 45791 |  | 53658 | REF TYPE MARK | 0 | B1 - 0610x1219mm | 0 | 86723 | 93716,93717,93718,93719,93720,93721,93722,103561,103562,103563,103564,103565,103566,103567,103568,103569 | 0yuotxu8DEgv2qMIt$xNNZ | 1 |  | M_Troffer Light - Parabolic Rectangular:B1 - 0610x1219mm:B1 - 0610x1219mm:770646 |  | NO | N/A | 924 | N/A | 16777215 | N/A | N/A | N/A | N/A | N/A |  | 120 V/1-80 VA | N/A | Linked Revit Model : Clinic_A.rvt | UNSET |  |  | Level: Level 2 | UNSET | F | 0 | 2.680000 |  | 861.112833 | 0 | 0.050000 |  |  |  | 1.200000 |  |  | T8, 1219mm, RAPID START, CRI=75 |  | N/A | UNSET | N/A | N/A | TRUE | N/A | 0 | N/A | 0 | 0 | 0 | 0 | 0 | UNSET | N/A | N/A | FIXED | N/A | Downlights | UNSET | N/A | D5020210 | N/A | N/A | N/A | 0 | L1 | 0 | N/A | N/A | N/A | 0 | UNSET | UNSET | 0 | 0 | 0 | 0 | 0 | [9 empty] | N/A | Lighting - Fluorescent |  |  | 23.80.70.11.14.11 |  |  | B1 |  |  |  | 1291.669250 | Lighting - Dwelling Unit | 1 | L42B | 6 |  |  | 2900.000000 | 32 | [8 empty] | Metal - Paint Finish - Dark Gray, Matte | Glass - White, High Luminance | Metal - Chrome
1515 | 2D19 |  | 846652 | New Construction | N/A | [5 empty] | 103233 |  | 46204 |  | 43446 |  |  | Single Pole | 0 |  | 96402,96403,96404,96405,96406,96407,103554,103555,103556,103557,103558,103559 | 050aEzwQLErOVNO9YHeBLl | 1 |  | M_Lighting Switches:Single Pole:Single Pole:846652 |  |  | N/A | 1515 | N/A |  | N/A | N/A | N/A | N/A | N/A |  | 120 V/1-0 VA | N/A | Orphaned |  |  |  | Level: Level 2 |  |  |  | 1.200000 |  | 0.000000 | [5 empty] | 1.200000 |  |  |  |  | N/A | UNSET | N/A | N/A | TRUE | N/A | 0 | N/A | 0 | 0 | 0 | 0 | 0 | UNSET | N/A | N/A | FIXED | N/A | Switches | UNSET | N/A |  | N/A | N/A | N/A | 0 | L1 | 0 | N/A | N/A | N/A | 0 | [16 empty] | N/A |  |  |  | 23.80.50.11.14 | [7 empty] | Other |  | L42B | 6 | [5 empty] | 1291.669250 | 0.000000
2259 | 2D19 |  | 957576 | New Construction | N/A | [5 empty] | 103233 |  | 46949 |  | 44175 |  |  | Standard | 0 |  | 100969,100970,100971,100972,100973,100974,103571,103572,103573,103574,103575 | 3e_9ViPQjBmuUesehp3UpX | 1 |  | M_Duplex Receptacle:Standard:Standard:957576 |  |  | N/A | 2259 | N/A |  | N/A | N/A | N/A | N/A | N/A |  | 120 V/1-180 VA | N/A | Linked Revit Model : Clinic_A.rvt | UNSET |  |  | Level: Level 2 |  |  |  | 0.500000 | [7 empty] | 0.460000 |  |  |  |  | N/A | UNSET | N/A | N/A | TRUE | N/A | 0 | N/A | 0 | 0 | 0 | 0 | 0 | UNSET | N/A | N/A | FIXED | N/A | Ground Fault Receptacles | UNSET | N/A |  | N/A | N/A | N/A | 0 | L1 | 0 | N/A | N/A | N/A | 0 | [16 empty] | N/A |  |  |  | 23.80.50.11.17 | [7 empty] | Receptacle |  | N22B | 13 | [5 empty] | 1291.669250 | 0.000000 | 686 | 1937.503875 | TRUE
2260 | 2D19 |  | 957852 | New Construction | N/A | [5 empty] | 103233 |  | 46950 |  | 44176 |  |  | Standard | 0 |  | 100975,100976,100977,100978,100979,100980,103571,103572,103573,103574,103575 | 3e_9ViPQjBmuUesehp3Utr | 1 |  | M_Duplex Receptacle:Standard:Standard:957852 |  |  | N/A | 2260 | N/A |  | N/A | N/A | N/A | N/A | N/A |  | 120 V/1-180 VA | N/A | Orphaned | UNSET |  |  | Level: Level 2 |  |  |  | 0.500000 | [7 empty] | 0.460000 |  |  |  |  | N/A | UNSET | N/A | N/A | TRUE | N/A | 0 | N/A | 0 | 0 | 0 | 0 | 0 | UNSET | N/A | N/A | FIXED | N/A | Ground Fault Receptacles | UNSET | N/A |  | N/A | N/A | N/A | 0 | L1 | 0 | N/A | N/A | N/A | 0 | [16 empty] | N/A |  |  |  | 23.80.50.11.17 | [7 empty] | Receptacle |  | N22B | 13 | [5 empty] | 1291.669250 | 0.000000 | 687 | 1937.503875 | TRUE
2261 | 2D19 |  | 957925 | New Construction | N/A | [5 empty] | 103233 |  | 46951 |  | 44177 |  |  | Standard | 0 |  | 100981,100982,100983,100984,100985,100986,103571,103572,103573,103574,103575 | 3e_9ViPQjBmuUesehp3UsC | 1 |  | M_Duplex Receptacle:Standard:Standard:957925 |  |  | N/A | 2261 | N/A |  | N/A | N/A | N/A | N/A | N/A |  | 120 V/1-180 VA | N/A | Linked Revit Model : Clinic_S.rvt | UNSET |  |  | Level: Level 2 |  |  |  | 0.500000 | [7 empty] | 0.460000 |  |  |  |  | N/A | UNSET | N/A | N/A | TRUE | N/A | 0 | N/A | 0 | 0 | 0 | 0 | 0 | UNSET | N/A | N/A | FIXED | N/A | Ground Fault Receptacles | UNSET | N/A |  | N/A | N/A | N/A | 0 | L1 | 0 | N/A | N/A | N/A | 0 | [16 empty] | N/A |  |  |  | 23.80.50.11.17 | [7 empty] | Receptacle |  | N22B | 13 | [5 empty] | 1291.669250 | 0.000000 | 688 | 1937.503875 | TRUE
2262 | 2D19 |  | 958230 | New Construction | N/A | [5 empty] | 103233 |  | 46952 |  | 44178 |  |  | Standard | 0 |  | 100987,100988,100989,100990,100991,100992,103571,103572,103573,103574,103575 | 3e_9ViPQjBmuUesehp3Uz$ | 1 |  | M_Duplex Receptacle:Standard:Standard:958230 |  |  | N/A | 2262 | N/A |  | N/A | N/A | N/A | N/A | N/A |  | 120 V/1-180 VA | N/A | Linked Revit Model : Clinic_A.rvt | UNSET |  |  | Level: Level 2 |  |  |  | 0.500000 | [7 empty] | 0.460000 |  |  |  |  | N/A | UNSET | N/A | N/A | TRUE | N/A | 0 | N/A | 0 | 0 | 0 | 0 | 0 | UNSET | N/A | N/A | FIXED | N/A | Ground Fault Receptacles | UNSET | N/A |  | N/A | N/A | N/A | 0 | L1 | 0 | N/A | N/A | N/A | 0 | [16 empty] | N/A |  |  |  | 23.80.50.11.17 | [7 empty] | Receptacle |  | N22B | 13 | [5 empty] | 1291.669250 | 0.000000 | 689 | 1937.503875 | TRUE
925 | 2D20 | 0 | 770733 | New Construction | N/A |  | 0 |  | 0 |  | 103377 | Point+HemiSpherical | 45792 |  | 53659 | REF TYPE MARK | 0 | B1 - 0610x1219mm | 0 | 86722 | 93723,93724,93725,93726,93727,93728,93729,103561,103562,103563,103564,103565,103566,103567,103568,103569 | 0yuotxu8DEgv2qMIt$xNKO | 1 |  | M_Troffer Light - Parabolic Rectangular:B1 - 0610x1219mm:B1 - 0610x1219mm:770733 |  | NO | N/A | 925 | N/A | 16777215 | N/A | N/A | N/A | N/A | N/A |  | 120 V/1-80 VA | N/A | Linked Revit Model : Clinic_A.rvt | UNSET |  |  | Level: Level 2 | UNSET | F | 0 | 2.680000 |  | 861.112833 | 0 | 0.050000 |  |  |  | 1.200000 |  |  | T8, 1219mm, RAPID START, CRI=75 |  | N/A | UNSET | N/A | N/A | TRUE | N/A | 0 | N/A | 0 | 0 | 0 | 0 | 0 | UNSET | N/A | N/A | FIXED | N/A | Downlights | UNSET | N/A | D5020210 | N/A | N/A | N/A | 0 | L1 | 0 | N/A | N/A | N/A | 0 | UNSET | UNSET | 0 | 0 | 0 | 0 | 0 | [9 empty] | N/A | Lighting - Fluorescent |  |  | 23.80.70.11.14.11 |  |  | B1 |  |  |  | 1291.669250 | Lighting - Dwelling Unit | 1 | L42B | 7 |  |  | 2900.000000 | 32 | [8 empty] | Metal - Paint Finish - Dark Gray, Matte | Glass - White, High Luminance | Metal - Chrome
926 | 2D20 | 0 | 770782 | New Construction | N/A |  | 0 |  | 0 |  | 103377 | Point+HemiSpherical | 45793 |  | 53660 | REF TYPE MARK | 0 | B1B - 0610x1219mm | 0 | 86721 | 93730,93731,93732,93733,93734,93735,93736,103443,103444,103445,103446,103447,103448,103449,103450,103452 | 0yuotxu8DEgv2qMIt$xNLh | 1 |  | M_Troffer Light - Parabolic Rectangular:B1B - 0610x1219mm:B1B - 0610x1219mm:770782 |  | YES | N/A | 926 | N/A | 16777215 | N/A | N/A | N/A | N/A | N/A |  | 120 V/1-80 VA | N/A | Linked Revit Model : Clinic_A.rvt | UNSET |  |  | Level: Level 2 | UNSET | F | 0 | 2.680000 |  | 861.112833 | 0 | 0.050000 |  |  |  | 1.200000 |  |  | T8, 1219mm, RAPID START, CRI=75 |  | N/A | UNSET | N/A | N/A | TRUE | N/A | 0 | N/A | 0 | 0 | 0 | 0 | 0 | UNSET | N/A | N/A | FIXED | N/A | Downlights | UNSET | N/A | D5020210 | N/A | N/A | N/A | 0 | L1 | 0 | N/A | N/A | N/A | 0 | UNSET | UNSET | 0 | 0 | 0 | 0 | 0 | [9 empty] | N/A | Lighting - Fluorescent |  |  | 23.80.70.11.14.11 |  |  | B1B |  |  |  | 1291.669250 | Lighting - Dwelling Unit | 1 | L42B | 7 |  |  | 2900.000000 | 32 | [8 empty] | Metal - Paint Finish - Dark Gray, Matte | Glass - White, High Luminance | Metal - Chrome
927 | 2D20 | 0 | 770803 | New Construction | N/A |  | 0 |  | 0 |  | 103377 | Point+HemiSpherical | 45794 |  | 53661 | REF TYPE MARK | 0 | B1 - 0610x1219mm | 0 | 86720 | 93737,93738,93739,93740,93741,93742,93743,103561,103562,103563,103564,103565,103566,103567,103568,103569 | 0yuotxu8DEgv2qMIt$xNL6 | 1 |  | M_Troffer Light - Parabolic Rectangular:B1 - 0610x1219mm:B1 - 0610x1219mm:770803 |  | NO | N/A | 927 | N/A | 16777215 | N/A | N/A | N/A | N/A | N/A |  | 120 V/1-80 VA | N/A | Linked Revit Model : Clinic_A.rvt | UNSET |  |  | Level: Level 2 | UNSET | F | 0 | 2.680000 |  | 861.112833 | 0 | 0.050000 |  |  |  | 1.200000 |  |  | T8, 1219mm, RAPID START, CRI=75 |  | N/A | UNSET | N/A | N/A | TRUE | N/A | 0 | N/A | 0 | 0 | 0 | 0 | 0 | UNSET | N/A | N/A | FIXED | N/A | Downlights | UNSET | N/A | D5020210 | N/A | N/A | N/A | 0 | L1 | 0 | N/A | N/A | N/A | 0 | UNSET | UNSET | 0 | 0 | 0 | 0 | 0 | [9 empty] | N/A | Lighting - Fluorescent |  |  | 23.80.70.11.14.11 |  |  | B1 |  |  |  | 1291.669250 | Lighting - Dwelling Unit | 1 | L42B | 7 |  |  | 2900.000000 | 32 | [8 empty] | Metal - Paint Finish - Dark Gray, Matte | Glass - White, High Luminance | Metal - Chrome
928 | 2D20 | 0 | 770835 | New Construction | N/A |  | 0 |  | 0 |  | 103377 | Point+HemiSpherical | 45795 |  | 53662 | REF TYPE MARK | 0 | B1 - 0610x1219mm | 0 | 86719 | 93744,93745,93746,93747,93748,93749,93750,103561,103562,103563,103564,103565,103566,103567,103568,103569 | 0yuotxu8DEgv2qMIt$xNIc | 1 |  | M_Troffer Light - Parabolic Rectangular:B1 - 0610x1219mm:B1 - 0610x1219mm:770835 |  | NO | N/A | 928 | N/A | 16777215 | N/A | N/A | N/A | N/A | N/A |  | 120 V/1-80 VA | N/A | Linked Revit Model : Clinic_A.rvt | UNSET |  |  | Level: Level 2 | UNSET | F | 0 | 2.680000 |  | 861.112833 | 0 | 0.050000 |  |  |  | 1.200000 |  |  | T8, 1219mm, RAPID START, CRI=75 |  | N/A | UNSET | N/A | N/A | TRUE | N/A | 0 | N/A | 0 | 0 | 0 | 0 | 0 | UNSET | N/A | N/A | FIXED | N/A | Downlights | UNSET | N/A | D5020210 | N/A | N/A | N/A | 0 | L1 | 0 | N/A | N/A | N/A | 0 | UNSET | UNSET | 0 | 0 | 0 | 0 | 0 | [9 empty] | N/A | Lighting - Fluorescent |  |  | 23.80.70.11.14.11 |  |  | B1 |  |  |  | 1291.669250 | Lighting - Dwelling Unit | 1 | L42B | 7 |  |  | 2900.000000 | 32 | [8 empty] | Metal - Paint Finish - Dark Gray, Matte | Glass - White, High Luminance | Metal - Chrome
929 | 2D20 | 0 | 770871 | New Construction | N/A |  | 0 |  | 0 |  | 103377 | Point+HemiSpherical | 45796 |  | 53663 | REF TYPE MARK | 0 | B1 - 0610x1219mm | 0 | 86718 | 93751,93752,93753,93754,93755,93756,93757,103561,103562,103563,103564,103565,103566,103567,103568,103569 | 0yuotxu8DEgv2qMIt$xNI2 | 1 |  | M_Troffer Light - Parabolic Rectangular:B1 - 0610x1219mm:B1 - 0610x1219mm:770871 |  | NO | N/A | 929 | N/A | 16777215 | N/A | N/A | N/A | N/A | N/A |  | 120 V/1-80 VA | N/A | Linked Revit Model : Clinic_A.rvt | UNSET |  |  | Level: Level 2 | UNSET | F | 0 | 2.680000 |  | 861.112833 | 0 | 0.050000 |  |  |  | 1.200000 |  |  | T8, 1219mm, RAPID START, CRI=75 |  | N/A | UNSET | N/A | N/A | TRUE | N/A | 0 | N/A | 0 | 0 | 0 | 0 | 0 | UNSET | N/A | N/A | FIXED | N/A | Downlights | UNSET | N/A | D5020210 | N/A | N/A | N/A | 0 | L1 | 0 | N/A | N/A | N/A | 0 | UNSET | UNSET | 0 | 0 | 0 | 0 | 0 | [9 empty] | N/A | Lighting - Fluorescent |  |  | 23.80.70.11.14.11 |  |  | B1 |  |  |  | 1291.669250 | Lighting - Dwelling Unit | 1 | L42B | 7 |  |  | 2900.000000 | 32 | [8 empty] | Metal - Paint Finish - Dark Gray, Matte | Glass - White, High Luminance | Metal - Chrome
930 | 2D20 | 0 | 770900 | New Construction | N/A |  | 0 |  | 0 |  | 103377 | Point+HemiSpherical | 45797 |  | 53664 | REF TYPE MARK | 0 | B1 - 0610x1219mm | 0 | 86717 | 93758,93759,93760,93761,93762,93763,93764,103561,103562,103563,103564,103565,103566,103567,103568,103569 | 0yuotxu8DEgv2qMIt$xNJX | 1 |  | M_Troffer Light - Parabolic Rectangular:B1 - 0610x1219mm:B1 - 0610x1219mm:770900 |  | NO | N/A | 930 | N/A | 16777215 | N/A | N/A | N/A | N/A | N/A |  | 120 V/1-80 VA | N/A | Linked Revit Model : Clinic_A.rvt | UNSET |  |  | Level: Level 2 | UNSET | F | 0 | 2.680000 |  | 861.112833 | 0 | 0.050000 |  |  |  | 1.200000 |  |  | T8, 1219mm, RAPID START, CRI=75 |  | N/A | UNSET | N/A | N/A | TRUE | N/A | 0 | N/A | 0 | 0 | 0 | 0 | 0 | UNSET | N/A | N/A | FIXED | N/A | Downlights | UNSET | N/A | D5020210 | N/A | N/A | N/A | 0 | L1 | 0 | N/A | N/A | N/A | 0 | UNSET | UNSET | 0 | 0 | 0 | 0 | 0 | [9 empty] | N/A | Lighting - Fluorescent |  |  | 23.80.70.11.14.11 |  |  | B1 |  |  |  | 1291.669250 | Lighting - Dwelling Unit | 1 | L42B | 7 |  |  | 2900.000000 | 32 | [8 empty] | Metal - Paint Finish - Dark Gray, Matte | Glass - White, High Luminance | Metal - Chrome
1513 | 2D20 |  | 846331 | New Construction | N/A | [5 empty] | 103377 |  | 46202 |  | 43444 |  |  | Single Pole | 0 |  | 96390,96391,96392,96393,96394,96395,103554,103555,103556,103557,103558,103559 | 050aEzwQLErOVNO9YHeBUe | 1 |  | M_Lighting Switches:Single Pole:Single Pole:846331 |  |  | N/A | 1513 | N/A |  | N/A | N/A | N/A | N/A | N/A |  | 120 V/1-0 VA | N/A | Linked Revit Model : Clinic_A.rvt |  |  |  | Level: Level 2 |  |  |  | 1.200000 |  | 0.000000 | [5 empty] | 1.200000 |  |  |  |  | N/A | UNSET | N/A | N/A | TRUE | N/A | 0 | N/A | 0 | 0 | 0 | 0 | 0 | UNSET | N/A | N/A | FIXED | N/A | Switches | UNSET | N/A |  | N/A | N/A | N/A | 0 | L1 | 0 | N/A | N/A | N/A | 0 | [16 empty] | N/A |  |  |  | 23.80.50.11.14 | [7 empty] | Other |  | L42B | 7 | [5 empty] | 1291.669250 | 0.000000
1514 | 2D20 |  | 846589 | New Construction | N/A | [5 empty] | 103377 |  | 46203 |  | 43445 |  |  | Single Pole | 0 |  | 96396,96397,96398,96399,96400,96401,103554,103555,103556,103557,103558,103559 | 050aEzwQLErOVNO9YHeBIk | 1 |  | M_Lighting Switches:Single Pole:Single Pole:846589 |  |  | N/A | 1514 | N/A |  | N/A | N/A | N/A | N/A | N/A |  | 120 V/1-0 VA | N/A | Linked Revit Model : Clinic_A.rvt |  |  |  | Level: Level 2 |  |  |  | 1.200000 |  | 0.000000 | [5 empty] | 1.200000 |  |  |  |  | N/A | UNSET | N/A | N/A | TRUE | N/A | 0 | N/A | 0 | 0 | 0 | 0 | 0 | UNSET | N/A | N/A | FIXED | N/A | Switches | UNSET | N/A |  | N/A | N/A | N/A | 0 | L1 | 0 | N/A | N/A | N/A | 0 | [16 empty] | N/A |  |  |  | 23.80.50.11.14 | [7 empty] | Other |  | L42B | 7 | [5 empty] | 1291.669250 | 0.000000
2208 | 2D20 |  | 951881 | New Construction | N/A | [5 empty] | 103377 |  | 46898 |  | 44124 |  |  | Standard | 0 |  | 100663,100664,100665,100666,100667,100668,103571,103572,103573,103574,103575 | 3e_9ViPQjBmuUesehp3VOW | 1 |  | M_Duplex Receptacle:Standard:Standard:951881 |  |  | N/A | 2208 | N/A |  | N/A | N/A | N/A | N/A | N/A |  | 120 V/1-180 VA | N/A | Linked Revit Model : Clinic_A.rvt | UNSET |  |  | Level: Level 2 |  |  |  | 0.500000 | [7 empty] | 0.460000 |  |  |  |  | N/A | UNSET | N/A | N/A | TRUE | N/A | 0 | N/A | 0 | 0 | 0 | 0 | 0 | UNSET | N/A | N/A | FIXED | N/A | Ground Fault Receptacles | UNSET | N/A |  | N/A | N/A | N/A | 0 | L1 | 0 | N/A | N/A | N/A | 0 | [16 empty] | N/A |  |  |  | 23.80.50.11.17 | [7 empty] | Receptacle |  | N22B1 | 2 | [5 empty] | 1291.669250 | 0.000000 | 635 | 1937.503875 | TRUE
2209 | 2D20 |  | 951930 | New Construction | N/A | [5 empty] | 103377 |  | 46899 |  | 44125 |  |  | Standard | 0 |  | 100669,100670,100671,100672,100673,100674,103571,103572,103573,103574,103575 | 3e_9ViPQjBmuUesehp3VOJ | 1 |  | M_Duplex Receptacle:Standard:Standard:951930 |  |  | N/A | 2209 | N/A |  | N/A | N/A | N/A | N/A | N/A |  | 120 V/1-180 VA | N/A | Linked Revit Model : Clinic_S.rvt | UNSET |  |  | Level: Level 2 |  |  |  | 0.500000 | [7 empty] | 0.460000 |  |  |  |  | N/A | UNSET | N/A | N/A | TRUE | N/A | 0 | N/A | 0 | 0 | 0 | 0 | 0 | UNSET | N/A | N/A | FIXED | N/A | Ground Fault Receptacles | UNSET | N/A |  | N/A | N/A | N/A | 0 | L1 | 0 | N/A | N/A | N/A | 0 | [16 empty] | N/A |  |  |  | 23.80.50.11.17 | [7 empty] | Receptacle |  | N22B1 | 1 | [5 empty] | 1291.669250 | 0.000000 | 636 | 1937.503875 | TRUE
2210 | 2D20 |  | 952474 | New Construction | N/A | [5 empty] | 103377 |  | 46900 |  | 44126 |  |  | Standard | 0 |  | 100675,100676,100677,100678,100679,100680,103571,103572,103573,103574,103575 | 3e_9ViPQjBmuUesehp3VZp | 1 |  | M_Duplex Receptacle:Standard:Standard:952474 |  |  | N/A | 2210 | N/A |  | N/A | N/A | N/A | N/A | N/A |  | 120 V/1-180 VA | N/A | Linked Revit Model : Clinic_S.rvt | UNSET |  |  | Level: Level 2 |  |  |  | 0.500000 | [7 empty] | 0.460000 |  |  |  |  | N/A | UNSET | N/A | N/A | TRUE | N/A | 0 | N/A | 0 | 0 | 0 | 0 | 0 | UNSET | N/A | N/A | FIXED | N/A | Ground Fault Receptacles | UNSET | N/A |  | N/A | N/A | N/A | 0 | L1 | 0 | N/A | N/A | N/A | 0 | [16 empty] | N/A |  |  |  | 23.80.50.11.17 | [7 empty] | Receptacle |  | N22B1 | 1 | [5 empty] | 1291.669250 | 0.000000 | 637 | 1937.503875 | TRUE
2211 | 2D20 |  | 952578 | New Construction | N/A | [5 empty] | 103377 |  | 46901 |  | 44127 |  |  | Standard | 0 |  | 100681,100682,100683,100684,100685,100686,103571,103572,103573,103574,103575 | 3e_9ViPQjBmuUesehp3Vbh | 1 |  | M_Duplex Receptacle:Standard:Standard:952578 |  |  | N/A | 2211 | N/A |  | N/A | N/A | N/A | N/A | N/A |  | 120 V/1-180 VA | N/A | Linked Revit Model : Clinic_A.rvt | UNSET |  |  | Level: Level 2 |  |  |  | 0.500000 | [7 empty] | 0.460000 |  |  |  |  | N/A | UNSET | N/A | N/A | TRUE | N/A | 0 | N/A | 0 | 0 | 0 | 0 | 0 | UNSET | N/A | N/A | FIXED | N/A | Ground Fault Receptacles | UNSET | N/A |  | N/A | N/A | N/A | 0 | L1 | 0 | N/A | N/A | N/A | 0 | [16 empty] | N/A |  |  |  | 23.80.50.11.17 | [7 empty] | Receptacle |  | N22B1 | 1 | [5 empty] | 1291.669250 | 0.000000 | 638 | 1937.503875 | TRUE
2212 | 2D20 |  | 952622 | New Construction | N/A | [5 empty] | 103377 |  | 46902 |  | 44128 |  |  | Standard | 0 |  | 100687,100688,100689,100690,100691,100692,103571,103572,103573,103574,103575 | 3e_9ViPQjBmuUesehp3Vb7 | 1 |  | M_Duplex Receptacle:Standard:Standard:952622 |  |  | N/A | 2212 | N/A |  | N/A | N/A | N/A | N/A | N/A |  | 120 V/1-180 VA | N/A | Linked Revit Model : Clinic_A.rvt | UNSET |  |  | Level: Level 2 |  |  |  | 0.500000 | [7 empty] | 0.460000 |  |  |  |  | N/A | UNSET | N/A | N/A | TRUE | N/A | 0 | N/A | 0 | 0 | 0 | 0 | 0 | UNSET | N/A | N/A | FIXED | N/A | Ground Fault Receptacles | UNSET | N/A |  | N/A | N/A | N/A | 0 | L1 | 0 | N/A | N/A | N/A | 0 | [16 empty] | N/A |  |  |  | 23.80.50.11.17 | [7 empty] | Receptacle |  | N22B1 | 1 | [5 empty] | 1291.669250 | 0.000000 | 639 | 1937.503875 | TRUE
895 | 2D04-A | 0 | 767896 | New Construction | N/A |  | 0 |  | 0 |  | 103424 | Point+HemiSpherical | 45762 |  | 53629 | REF TYPE MARK | 0 | B1 - 0610x1219mm | 0 | 86752 | 93513,93514,93515,93516,93517,93518,93519,103561,103562,103563,103564,103565,103566,103567,103568,103569 | 0JgsfCYlfF8eoLvc_NMhUT | 1 |  | M_Troffer Light - Parabolic Rectangular:B1 - 0610x1219mm:B1 - 0610x1219mm:767896 |  | NO | N/A | 895 | N/A | 16777215 | N/A | N/A | N/A | N/A | N/A |  | 120 V/1-80 VA | N/A | Linked Revit Model : Clinic_A.rvt | UNSET |  |  | Level: Level 2 | UNSET | F | 0 | 2.680000 |  | 861.112833 | 0 | 0.050000 |  |  |  | 1.200000 |  |  | T8, 1219mm, RAPID START, CRI=75 |  | N/A | UNSET | N/A | N/A | TRUE | N/A | 0 | N/A | 0 | 0 | 0 | 0 | 0 | UNSET | N/A | N/A | FIXED | N/A | Downlights | UNSET | N/A | D5020210 | N/A | N/A | N/A | 0 | L1 | 0 | N/A | N/A | N/A | 0 | UNSET | UNSET | 0 | 0 | 0 | 0 | 0 | [9 empty] | N/A | Lighting - Fluorescent |  |  | 23.80.70.11.14.11 |  |  | B1 |  |  |  | 1291.669250 | Lighting - Dwelling Unit | 1 | L42B | 2 |  |  | 2900.000000 | 32 | [8 empty] | Metal - Paint Finish - Dark Gray, Matte | Glass - White, High Luminance | Metal - Chrome
896 | 2D04-A | 0 | 767959 | New Construction | N/A |  | 0 |  | 0 |  | 103424 | Point+HemiSpherical | 45763 |  | 53630 | REF TYPE MARK | 0 | B1 - 0610x1219mm | 0 | 86751 | 93520,93521,93522,93523,93524,93525,93526,103561,103562,103563,103564,103565,103566,103567,103568,103569 | 0JgsfCYlfF8eoLvc_NMhVI | 1 |  | M_Troffer Light - Parabolic Rectangular:B1 - 0610x1219mm:B1 - 0610x1219mm:767959 |  | NO | N/A | 896 | N/A | 16777215 | N/A | N/A | N/A | N/A | N/A |  | 120 V/1-80 VA | N/A | Linked Revit Model : Clinic_A.rvt | UNSET |  |  | Level: Level 2 | UNSET | F | 0 | 2.680000 |  | 861.112833 | 0 | 0.050000 |  |  |  | 1.200000 |  |  | T8, 1219mm, RAPID START, CRI=75 |  | N/A | UNSET | N/A | N/A | TRUE | N/A | 0 | N/A | 0 | 0 | 0 | 0 | 0 | UNSET | N/A | N/A | FIXED | N/A | Downlights | UNSET | N/A | D5020210 | N/A | N/A | N/A | 0 | L1 | 0 | N/A | N/A | N/A | 0 | UNSET | UNSET | 0 | 0 | 0 | 0 | 0 | [9 empty] | N/A | Lighting - Fluorescent |  |  | 23.80.70.11.14.11 |  |  | B1 |  |  |  | 1291.669250 | Lighting - Dwelling Unit | 1 | L42B | 2 |  |  | 2900.000000 | 32 | [8 empty] | Metal - Paint Finish - Dark Gray, Matte | Glass - White, High Luminance | Metal - Chrome
897 | 2D04-A | 0 | 767999 | New Construction | N/A |  | 0 |  | 0 |  | 103424 | Point+HemiSpherical | 45764 |  | 53631 | REF TYPE MARK | 0 | B1 - 0610x1219mm | 0 | 86750 | 93527,93528,93529,93530,93531,93532,93533,103561,103562,103563,103564,103565,103566,103567,103568,103569 | 0JgsfCYlfF8eoLvc_NMhVw | 1 |  | M_Troffer Light - Parabolic Rectangular:B1 - 0610x1219mm:B1 - 0610x1219mm:767999 |  | NO | N/A | 897 | N/A | 16777215 | N/A | N/A | N/A | N/A | N/A |  | 120 V/1-80 VA | N/A | Linked Revit Model : Clinic_A.rvt | UNSET |  |  | Level: Level 2 | UNSET | F | 0 | 2.680000 |  | 861.112833 | 0 | 0.050000 |  |  |  | 1.200000 |  |  | T8, 1219mm, RAPID START, CRI=75 |  | N/A | UNSET | N/A | N/A | TRUE | N/A | 0 | N/A | 0 | 0 | 0 | 0 | 0 | UNSET | N/A | N/A | FIXED | N/A | Downlights | UNSET | N/A | D5020210 | N/A | N/A | N/A | 0 | L1 | 0 | N/A | N/A | N/A | 0 | UNSET | UNSET | 0 | 0 | 0 | 0 | 0 | [9 empty] | N/A | Lighting - Fluorescent |  |  | 23.80.70.11.14.11 |  |  | B1 |  |  |  | 1291.669250 | Lighting - Dwelling Unit | 1 | L42B | 2 |  |  | 2900.000000 | 32 | [8 empty] | Metal - Paint Finish - Dark Gray, Matte | Glass - White, High Luminance | Metal - Chrome
898 | 2D04-A | 0 | 768080 | New Construction | N/A |  | 0 |  | 0 |  | 103424 | Point+HemiSpherical | 45765 |  | 53632 | REF TYPE MARK | 0 | B1 - 0610x1219mm | 0 | 86749 | 93534,93535,93536,93537,93538,93539,93540,103561,103562,103563,103564,103565,103566,103567,103568,103569 | 0JgsfCYlfF8eoLvc_NMhXL | 1 |  | M_Troffer Light - Parabolic Rectangular:B1 - 0610x1219mm:B1 - 0610x1219mm:768080 |  | NO | N/A | 898 | N/A | 16777215 | N/A | N/A | N/A | N/A | N/A |  | 120 V/1-80 VA | N/A | Linked Revit Model : Clinic_A.rvt | UNSET |  |  | Level: Level 2 | UNSET | F | 0 | 2.680000 |  | 861.112833 | 0 | 0.050000 |  |  |  | 1.200000 |  |  | T8, 1219mm, RAPID START, CRI=75 |  | N/A | UNSET | N/A | N/A | TRUE | N/A | 0 | N/A | 0 | 0 | 0 | 0 | 0 | UNSET | N/A | N/A | FIXED | N/A | Downlights | UNSET | N/A | D5020210 | N/A | N/A | N/A | 0 | L1 | 0 | N/A | N/A | N/A | 0 | UNSET | UNSET | 0 | 0 | 0 | 0 | 0 | [9 empty] | N/A | Lighting - Fluorescent |  |  | 23.80.70.11.14.11 |  |  | B1 |  |  |  | 1291.669250 | Lighting - Dwelling Unit | 1 | L42B | 2 |  |  | 2900.000000 | 32 | [8 empty] | Metal - Paint Finish - Dark Gray, Matte | Glass - White, High Luminance | Metal - Chrome
899 | 2D04-A | 0 | 768139 | New Construction | N/A |  | 0 |  | 0 |  | 103424 | Point+HemiSpherical | 45766 |  | 53633 | REF TYPE MARK | 0 | B1 - 0610x1219mm | 0 | 86748 | 93541,93542,93543,93544,93545,93546,93547,103561,103562,103563,103564,103565,103566,103567,103568,103569 | 0JgsfCYlfF8eoLvc_NMhYE | 1 |  | M_Troffer Light - Parabolic Rectangular:B1 - 0610x1219mm:B1 - 0610x1219mm:768139 |  | NO | N/A | 899 | N/A | 16777215 | N/A | N/A | N/A | N/A | N/A |  | 120 V/1-80 VA | N/A | Linked Revit Model : Clinic_A.rvt | UNSET |  |  | Level: Level 2 | UNSET | F | 0 | 2.680000 |  | 861.112833 | 0 | 0.050000 |  |  |  | 1.200000 |  |  | T8, 1219mm, RAPID START, CRI=75 |  | N/A | UNSET | N/A | N/A | TRUE | N/A | 0 | N/A | 0 | 0 | 0 | 0 | 0 | UNSET | N/A | N/A | FIXED | N/A | Downlights | UNSET | N/A | D5020210 | N/A | N/A | N/A | 0 | L1 | 0 | N/A | N/A | N/A | 0 | UNSET | UNSET | 0 | 0 | 0 | 0 | 0 | [9 empty] | N/A | Lighting - Fluorescent |  |  | 23.80.70.11.14.11 |  |  | B1 |  |  |  | 1291.669250 | Lighting - Dwelling Unit | 1 | L42B | 2 |  |  | 2900.000000 | 32 | [8 empty] | Metal - Paint Finish - Dark Gray, Matte | Glass - White, High Luminance | Metal - Chrome
900 | 2D04-A | 0 | 768213 | New Construction | N/A |  | 0 |  | 0 |  | 103424 | Point+HemiSpherical | 45767 |  | 53634 | REF TYPE MARK | 0 | B1 - 0610x1219mm | 0 | 86747 | 93548,93549,93550,93551,93552,93553,93554,103561,103562,103563,103564,103565,103566,103567,103568,103569 | 0JgsfCYlfF8eoLvc_NMhZG | 1 |  | M_Troffer Light - Parabolic Rectangular:B1 - 0610x1219mm:B1 - 0610x1219mm:768213 |  | NO | N/A | 900 | N/A | 16777215 | N/A | N/A | N/A | N/A | N/A |  | 120 V/1-80 VA | N/A | Linked Revit Model : Clinic_A.rvt | UNSET |  |  | Level: Level 2 | UNSET | F | 0 | 2.680000 |  | 861.112833 | 0 | 0.050000 |  |  |  | 1.200000 |  |  | T8, 1219mm, RAPID START, CRI=75 |  | N/A | UNSET | N/A | N/A | TRUE | N/A | 0 | N/A | 0 | 0 | 0 | 0 | 0 | UNSET | N/A | N/A | FIXED | N/A | Downlights | UNSET | N/A | D5020210 | N/A | N/A | N/A | 0 | L1 | 0 | N/A | N/A | N/A | 0 | UNSET | UNSET | 0 | 0 | 0 | 0 | 0 | [9 empty] | N/A | Lighting - Fluorescent |  |  | 23.80.70.11.14.11 |  |  | B1 |  |  |  | 1291.669250 | Lighting - Dwelling Unit | 1 | L42B | 2 |  |  | 2900.000000 | 32 | [8 empty] | Metal - Paint Finish - Dark Gray, Matte | Glass - White, High Luminance | Metal - Chrome
1008 | 2D04-A | 0 | 782613 | New Construction | N/A |  | 0 |  | 0 |  | 103424 | Point+HemiSpherical | 45936 |  | 53802 | REF TYPE MARK | 0 | M400 | 0 | 86639 | 94749,94750,94751,94752,94753,94754,94755,103056,103057,103058,103059,103060,103061,103062,103063,103083 | 0yuotxu8DEgv2qMIt$xKQW | 1 |  | M_Surface Mounted Light:M400:M400:782613 |  | NO | N/A | 1008 | N/A | 16777215 | N/A | N/A | N/A | N/A | N/A |  | 120 V/1-150 VA | N/A | Linked Revit Model : Clinic_A.rvt | UNSET |  |  | Level: Level 2 | UNSET | F | 0 | 2.680000 |  | 1614.586563 | 0 | 0.050000 |  |  |  | 1.200000 |  |  | METAL HALIDE |  | N/A | UNSET | N/A | N/A | TRUE | N/A | 0 | N/A | 0 | 0 | 0 | 0 | 0 | UNSET | N/A | N/A | FIXED | N/A | General Luminaries, Non Directional | UNSET | N/A |  | N/A | N/A | N/A | 0 | L1 | 0 | N/A | N/A | N/A | 0 | UNSET | UNSET | 0 | 0 | 0 | 0 | 0 | [9 empty] | N/A |  |  |  | 23.80.70.11.11 |  |  | M400 |  |  |  | 1291.669250 | Lighting - Dwelling Unit | 1 | L42B | 2 |  |  | 36000.000000 | 400 | [9 empty] | Glass - White, High Luminance |  | 2.400000 | 0.100000 | Metal - Paint Finish - Ivory, Glossy | Metal - Paint Finish - Ivory, Glossy
1009 | 2D04-A | 0 | 782665 | New Construction | N/A |  | 0 |  | 0 |  | 103424 | Point+HemiSpherical | 45937 |  | 53803 | REF TYPE MARK | 0 | M400 | 0 | 86638 | 94757,94758,94759,94760,94761,94762,94763,103056,103057,103058,103059,103060,103061,103062,103063,103083 | 0yuotxu8DEgv2qMIt$xKRy | 1 |  | M_Surface Mounted Light:M400:M400:782665 |  | NO | N/A | 1009 | N/A | 16777215 | N/A | N/A | N/A | N/A | N/A |  | 120 V/1-150 VA | N/A | Linked Revit Model : Clinic_A.rvt | UNSET |  |  | Level: Level 2 | UNSET | F | 0 | 2.680000 |  | 1614.586563 | 0 | 0.050000 |  |  |  | 1.200000 |  |  | METAL HALIDE |  | N/A | UNSET | N/A | N/A | TRUE | N/A | 0 | N/A | 0 | 0 | 0 | 0 | 0 | UNSET | N/A | N/A | FIXED | N/A | General Luminaries, Non Directional | UNSET | N/A |  | N/A | N/A | N/A | 0 | L1 | 0 | N/A | N/A | N/A | 0 | UNSET | UNSET | 0 | 0 | 0 | 0 | 0 | [9 empty] | N/A |  |  |  | 23.80.70.11.11 |  |  | M400 |  |  |  | 1291.669250 | Lighting - Dwelling Unit | 1 | L42B | 2 |  |  | 36000.000000 | 400 | [9 empty] | Glass - White, High Luminance |  | 2.400000 | 0.100000 | Metal - Paint Finish - Ivory, Glossy | Metal - Paint Finish - Ivory, Glossy
1477 | 2D04-A |  | 840056 | New Construction | N/A | [5 empty] | 103424 |  | 46165 |  | 43407 |  |  | Single Pole | 0 |  | 96161,96162,96163,96164,96165,96166,103554,103555,103556,103557,103558,103559 | 3q4w0ijjzFuh9My1IanOWw | 1 |  | M_Lighting Switches:Single Pole:Single Pole:840056 |  |  | N/A | 1477 | N/A |  | N/A | N/A | N/A | N/A | N/A |  | 120 V/1-0 VA | N/A | Linked Revit Model : Clinic_A.rvt |  |  |  | Level: Level 2 |  |  |  | 1.200000 |  | 0.000000 | [5 empty] | 1.200000 |  |  |  |  | N/A | UNSET | N/A | N/A | TRUE | N/A | 0 | N/A | 0 | 0 | 0 | 0 | 0 | UNSET | N/A | N/A | FIXED | N/A | Switches | UNSET | N/A |  | N/A | N/A | N/A | 0 | L1 | 0 | N/A | N/A | N/A | 0 | [16 empty] | N/A |  |  |  | 23.80.50.11.14 | [7 empty] | Other |  | L42B | 2 | [5 empty] | 1291.669250 | 0.000000
2244 | 2D04-A |  | 956083 | New Construction | N/A | [5 empty] | 103424 |  | 46934 |  | 44160 |  |  | Standard | 0 |  | 100879,100880,100881,100882,100883,100884,103571,103572,103573,103574,103575 | 3e_9ViPQjBmuUesehp3URQ | 1 |  | M_Duplex Receptacle:Standard:Standard:956083 |  |  | N/A | 2244 | N/A |  | N/A | N/A | N/A | N/A | N/A |  | 120 V/1-180 VA | N/A | Linked Revit Model : Clinic_A.rvt | UNSET |  |  | Level: Level 2 |  |  |  | 0.500000 | [7 empty] | 0.460000 |  |  |  |  | N/A | UNSET | N/A | N/A | TRUE | N/A | 0 | N/A | 0 | 0 | 0 | 0 | 0 | UNSET | N/A | N/A | FIXED | N/A | Ground Fault Receptacles | UNSET | N/A |  | N/A | N/A | N/A | 0 | L1 | 0 | N/A | N/A | N/A | 0 | [16 empty] | N/A |  |  |  | 23.80.50.11.17 | [7 empty] | Receptacle |  | N22B | 17 | [5 empty] | 1291.669250 | 0.000000 | 671 | 1937.503875 | TRUE
2245 | 2D04-A |  | 956147 | New Construction | N/A | [5 empty] | 103424 |  | 46935 |  | 44161 |  |  | Standard | 0 |  | 100885,100886,100887,100888,100889,100890,103571,103572,103573,103574,103575 | 3e_9ViPQjBmuUesehp3UQQ | 1 |  | M_Duplex Receptacle:Standard:Standard:956147 |  |  | N/A | 2245 | N/A |  | N/A | N/A | N/A | N/A | N/A |  | 120 V/1-180 VA | N/A | Linked Revit Model : Clinic_A.rvt | UNSET |  |  | Level: Level 2 |  |  |  | 0.500000 | [7 empty] | 0.460000 |  |  |  |  | N/A | UNSET | N/A | N/A | TRUE | N/A | 0 | N/A | 0 | 0 | 0 | 0 | 0 | UNSET | N/A | N/A | FIXED | N/A | Ground Fault Receptacles | UNSET | N/A |  | N/A | N/A | N/A | 0 | L1 | 0 | N/A | N/A | N/A | 0 | [16 empty] | N/A |  |  |  | 23.80.50.11.17 | [7 empty] | Receptacle |  | N22B | 17 | [5 empty] | 1291.669250 | 0.000000 | 672 | 1937.503875 | TRUE
2246 | 2D04-A |  | 956302 | New Construction | N/A | [5 empty] | 103424 |  | 46936 |  | 44162 |  |  | Standard | 0 |  | 100891,100892,100893,100894,100895,100896,103571,103572,103573,103574,103575 | 3e_9ViPQjBmuUesehp3UVd | 1 |  | M_Duplex Receptacle:Standard:Standard:956302 |  |  | N/A | 2246 | N/A |  | N/A | N/A | N/A | N/A | N/A |  | 120 V/1-180 VA | N/A | Linked Revit Model : Clinic_A.rvt | UNSET |  |  | Level: Level 2 |  |  |  | 0.500000 | [7 empty] | 0.460000 |  |  |  |  | N/A | UNSET | N/A | N/A | TRUE | N/A | 0 | N/A | 0 | 0 | 0 | 0 | 0 | UNSET | N/A | N/A | FIXED | N/A | Ground Fault Receptacles | UNSET | N/A |  | N/A | N/A | N/A | 0 | L1 | 0 | N/A | N/A | N/A | 0 | [16 empty] | N/A |  |  |  | 23.80.50.11.17 | [7 empty] | Receptacle |  | N22B | 17 | [5 empty] | 1291.669250 | 0.000000 | 673 | 1937.503875 | TRUE
2247 | 2D04-A |  | 956365 | New Construction | N/A | [5 empty] | 103424 |  | 46937 |  | 44163 |  |  | Standard | 0 |  | 100897,100898,100899,100900,100901,100902,103571,103572,103573,103574,103575 | 3e_9ViPQjBmuUesehp3UUa | 1 |  | M_Duplex Receptacle:Standard:Standard:956365 |  |  | N/A | 2247 | N/A |  | N/A | N/A | N/A | N/A | N/A |  | 120 V/1-180 VA | N/A | Linked Revit Model : Clinic_A.rvt | UNSET |  |  | Level: Level 2 |  |  |  | 0.500000 | [7 empty] | 0.460000 |  |  |  |  | N/A | UNSET | N/A | N/A | TRUE | N/A | 0 | N/A | 0 | 0 | 0 | 0 | 0 | UNSET | N/A | N/A | FIXED | N/A | Ground Fault Receptacles | UNSET | N/A |  | N/A | N/A | N/A | 0 | L1 | 0 | N/A | N/A | N/A | 0 | [16 empty] | N/A |  |  |  | 23.80.50.11.17 | [7 empty] | Receptacle |  | N22B | 20 | [5 empty] | 1291.669250 | 0.000000 | 674 | 1937.503875 | TRUE
2248 | 2D04-A |  | 956458 | New Construction | N/A | [5 empty] | 103424 |  | 46938 |  | 44164 |  |  | Standard | 0 |  | 100903,100904,100905,100906,100907,100908,103571,103572,103573,103574,103575 | 3e_9ViPQjBmuUesehp3UX3 | 1 |  | M_Duplex Receptacle:Standard:Standard:956458 |  |  | N/A | 2248 | N/A |  | N/A | N/A | N/A | N/A | N/A |  | 120 V/1-180 VA | N/A | Linked Revit Model : Clinic_A.rvt | UNSET |  |  | Level: Level 2 |  |  |  | 0.500000 | [7 empty] | 0.460000 |  |  |  |  | N/A | UNSET | N/A | N/A | TRUE | N/A | 0 | N/A | 0 | 0 | 0 | 0 | 0 | UNSET | N/A | N/A | FIXED | N/A | Ground Fault Receptacles | UNSET | N/A |  | N/A | N/A | N/A | 0 | L1 | 0 | N/A | N/A | N/A | 0 | [16 empty] | N/A |  |  |  | 23.80.50.11.17 | [7 empty] | Receptacle |  | N22B | 20 | [5 empty] | 1291.669250 | 0.000000 | 675 | 1937.503875 | TRUE
2249 | 2D04-A |  | 956521 | New Construction | N/A | [5 empty] | 103424 |  | 46939 |  | 44165 |  |  | Standard | 0 |  | 100909,100910,100911,100912,100913,100914,103571,103572,103573,103574,103575 | 3e_9ViPQjBmuUesehp3UW0 | 1 |  | M_Duplex Receptacle:Standard:Standard:956521 |  |  | N/A | 2249 | N/A |  | N/A | N/A | N/A | N/A | N/A |  | 120 V/1-180 VA | N/A | Linked Revit Model : Clinic_A.rvt | UNSET |  |  | Level: Level 2 |  |  |  | 0.500000 | [7 empty] | 0.460000 |  |  |  |  | N/A | UNSET | N/A | N/A | TRUE | N/A | 0 | N/A | 0 | 0 | 0 | 0 | 0 | UNSET | N/A | N/A | FIXED | N/A | Ground Fault Receptacles | UNSET | N/A |  | N/A | N/A | N/A | 0 | L1 | 0 | N/A | N/A | N/A | 0 | [16 empty] | N/A |  |  |  | 23.80.50.11.17 | [7 empty] | Receptacle |  | N22B | 22 | [5 empty] | 1291.669250 | 0.000000 | 676 | 1937.503875 | TRUE
2250 | 2D04-A |  | 956656 | New Construction | N/A | [5 empty] | 103424 |  | 46940 |  | 44166 |  |  | Standard | 0 |  | 100915,100916,100917,100918,100919,100920,103571,103572,103573,103574,103575 | 3e_9ViPQjBmuUesehp3UYP | 1 |  | M_Duplex Receptacle:Standard:Standard:956656 |  |  | N/A | 2250 | N/A |  | N/A | N/A | N/A | N/A | N/A |  | 120 V/1-180 VA | N/A | Linked Revit Model : Clinic_A.rvt | UNSET |  |  | Level: Level 2 |  |  |  | 0.500000 | [7 empty] | 0.460000 |  |  |  |  | N/A | UNSET | N/A | N/A | TRUE | N/A | 0 | N/A | 0 | 0 | 0 | 0 | 0 | UNSET | N/A | N/A | FIXED | N/A | Ground Fault Receptacles | UNSET | N/A |  | N/A | N/A | N/A | 0 | L1 | 0 | N/A | N/A | N/A | 0 | [16 empty] | N/A |  |  |  | 23.80.50.11.17 | [7 empty] | Receptacle |  | N22B | 22 | [5 empty] | 1291.669250 | 0.000000 | 677 | 1937.503875 | TRUE
2251 | 2D04-A |  | 956769 | New Construction | N/A | [5 empty] | 103424 |  | 46941 |  | 44167 |  |  | Standard | 0 |  | 100921,100922,100923,100924,100925,100926,103571,103572,103573,103574,103575 | 3e_9ViPQjBmuUesehp3Ua8 | 1 |  | M_Duplex Receptacle:Standard:Standard:956769 |  |  | N/A | 2251 | N/A |  | N/A | N/A | N/A | N/A | N/A |  | 120 V/1-180 VA | N/A | Linked Revit Model : Clinic_A.rvt | UNSET |  |  | Level: Level 2 |  |  |  | 0.500000 | [7 empty] | 0.460000 |  |  |  |  | N/A | UNSET | N/A | N/A | TRUE | N/A | 0 | N/A | 0 | 0 | 0 | 0 | 0 | UNSET | N/A | N/A | FIXED | N/A | Ground Fault Receptacles | UNSET | N/A |  | N/A | N/A | N/A | 0 | L1 | 0 | N/A | N/A | N/A | 0 | [16 empty] | N/A |  |  |  | 23.80.50.11.17 | [7 empty] | Receptacle |  | N22B | 8 | [5 empty] | 1291.669250 | 0.000000 | 678 | 1937.503875 | TRUE
2252 | 2D04-A |  | 956862 | New Construction | N/A | [5 empty] | 103424 |  | 46942 |  | 44168 |  |  | Standard | 0 |  | 100927,100928,100929,100930,100931,100932,103571,103572,103573,103574,103575 | 3e_9ViPQjBmuUesehp3UdN | 1 |  | M_Duplex Receptacle:Standard:Standard:956862 |  |  | N/A | 2252 | N/A |  | N/A | N/A | N/A | N/A | N/A |  | 120 V/1-180 VA | N/A | Linked Revit Model : Clinic_A.rvt | UNSET |  |  | Level: Level 2 |  |  |  | 0.500000 | [7 empty] | 0.460000 |  |  |  |  | N/A | UNSET | N/A | N/A | TRUE | N/A | 0 | N/A | 0 | 0 | 0 | 0 | 0 | UNSET | N/A | N/A | FIXED | N/A | Ground Fault Receptacles | UNSET | N/A |  | N/A | N/A | N/A | 0 | L1 | 0 | N/A | N/A | N/A | 0 | [16 empty] | N/A |  |  |  | 23.80.50.11.17 | [7 empty] | Receptacle |  | N22B | 8 | [5 empty] | 1291.669250 | 0.000000 | 679 | 1937.503875 | TRUE
2253 | 2D04-A |  | 956935 | New Construction | N/A | [5 empty] | 103424 |  | 46943 |  | 44169 |  |  | Standard | 0 |  | 100933,100934,100935,100936,100937,100938,103571,103572,103573,103574,103575 | 3e_9ViPQjBmuUesehp3Ufk | 1 |  | M_Duplex Receptacle:Standard:Standard:956935 |  |  | N/A | 2253 | N/A |  | N/A | N/A | N/A | N/A | N/A |  | 120 V/1-180 VA | N/A | Linked Revit Model : Clinic_A.rvt | UNSET |  |  | Level: Level 2 |  |  |  | 0.500000 | [7 empty] | 0.460000 |  |  |  |  | N/A | UNSET | N/A | N/A | TRUE | N/A | 0 | N/A | 0 | 0 | 0 | 0 | 0 | UNSET | N/A | N/A | FIXED | N/A | Ground Fault Receptacles | UNSET | N/A |  | N/A | N/A | N/A | 0 | L1 | 0 | N/A | N/A | N/A | 0 | [16 empty] | N/A |  |  |  | 23.80.50.11.17 | [7 empty] | Receptacle |  | N22B | 8 | [5 empty] | 1291.669250 | 0.000000 | 680 | 1937.503875 | TRUE
2258 | 2D04-A |  | 957501 | New Construction | N/A | [5 empty] | 103424 |  | 46948 |  | 44174 |  |  | Standard | 0 |  | 100963,100964,100965,100966,100967,100968,103571,103572,103573,103574,103575 | 3e_9ViPQjBmuUesehp3UnK | 1 |  | M_Duplex Receptacle:Standard:Standard:957501 |  |  | N/A | 2258 | N/A |  | N/A | N/A | N/A | N/A | N/A |  | 120 V/1-180 VA | N/A | Linked Revit Model : Clinic_A.rvt | UNSET |  |  | Level: Level 2 |  |  |  | 0.500000 | [7 empty] | 0.460000 |  |  |  |  | N/A | UNSET | N/A | N/A | TRUE | N/A | 0 | N/A | 0 | 0 | 0 | 0 | 0 | UNSET | N/A | N/A | FIXED | N/A | Ground Fault Receptacles | UNSET | N/A |  | N/A | N/A | N/A | 0 | L1 | 0 | N/A | N/A | N/A | 0 | [16 empty] | N/A |  |  |  | 23.80.50.11.17 | [7 empty] | Receptacle |  | N22B | 18 | [5 empty] | 1291.669250 | 0.000000 | 685 | 1937.503875 | TRUE
305 | 2DC1 | 0 | 1213762 | New Construction | N/A | Aluminum-Philips Chloride | 0 | F | 0 | Paint-Philips Chloride-Black | 103232 | Rectangle+Spherical | 46357 | 16 | 53847 | REF TYPE MARK | 0 | X1 | 0 | 86566 | 97262,97269,97276,97283,97290,97297,97304,103485,103486,103487,103488,103489,103490,103491,103492,103493,103494 | 2pPLOtLqj3mvLOgS0jdrLR | 1 | No Photometry Available | Exit Sign - Ceiling_Mount_Single:X1:X1:1213762 |  | NO | N/A | 305 | N/A | 16777215 | N/A | N/A | N/A | N/A | N/A | 0.225524 | Luminaire 120 V/1-4 VA | N/A | Linked Revit Model : Clinic_A.rvt | UNSET | 0.336550 | Not Available | Level: Level 2 | UNSET | F | 0 | 2.680000 | Plastic-Philips Chloride-Red | 40.902860 | 0 | 0.609600 | 0.120650 | 0.336550 | 0.225524 | 1.219200 | 12/27 (Dual Voltage - 120/277) | Not Available | LED | 1291.669250 | N/A | UNSET | N/A | N/A | TRUE | N/A | 0 | N/A | 0 | 0 | 0 | 0 | 0 | UNSET | N/A | N/A | FIXED | N/A | Emergency Lighting | UNSET | N/A | D5020200 | N/A | N/A | N/A | 0 | L1 | 0 | N/A | N/A | N/A | 0 | UNSET | UNSET | 0 | 0 | 0 | 0 | 0 | Horizontal | Not Available | Not Available | Not Available | Not Available | Matte Black w/Brushed Aluminum Face | Not Applicable | Red | 1 | N/A | Lighting Equipment | http://www.chloridesys.com/chloride/Chloridefixture.cfm?ID=3748 | http://www.chloridesys.com/chloride/ | 23.80.70.11.21 | CE-11400 | 55 Line LED Die Cast Aluminum Exit - Traditional | X1 | 55LA-1-12/27-R | 55LA-1-12/27-R
755 | 2DC1 | 0 | 756639 | New Construction | N/A |  | 0 |  | 0 |  | 103232 | Point+HemiSpherical | 45622 |  | 53489 | REF TYPE MARK | 0 | B3 - 610x610mm | 0 | 86892 | 92533,92534,92535,92536,92537,92538,92539,103543,103544,103545,103546,103547,103548,103549,103550,103551 | 3nfyjyjOf1zQfCeH8h9jWH | 1 |  | M_Troffer Light - Parabolic Square:B3 - 610x610mm:B3 - 610x610mm:756639 |  | NO | N/A | 755 | N/A | 16777215 | N/A | N/A | N/A | N/A | N/A |  | 120 V/1-40 VA | N/A | Linked Revit Model : Clinic_A.rvt | UNSET |  |  | Level: Level 2 | UNSET | F | 0 | 2.680000 |  | 430.556417 | 0 | 0.050000 |  |  |  | 1.200000 |  |  | U-SHAPED, CRI=75 |  | N/A | UNSET | N/A | N/A | TRUE | N/A | 0 | N/A | 0 | 0 | 0 | 0 | 0 | UNSET | N/A | N/A | FIXED | N/A | Downlights | UNSET | N/A |  | N/A | N/A | N/A | 0 | L1 | 0 | N/A | N/A | N/A | 0 | UNSET | UNSET | 0 | 0 | 0 | 0 | 0 | [9 empty] | N/A |  |  |  | 23.80.70.11.14.11 |  |  | B3 |  |  |  | 1291.669250 | Lighting - Dwelling Unit | 1 | L42B | 4 |  |  | 3150.000000 | 32 | [8 empty] | Metal - Paint Finish - Dark Gray, Matte | Glass - White, High Luminance | Metal - Chrome
756 | 2DC1 | 0 | 756647 | New Construction | N/A |  | 0 |  | 0 |  | 103232 | Point+HemiSpherical | 45623 |  | 53490 | REF TYPE MARK | 0 | B3 - 610x610mm | 0 | 86891 | 92540,92541,92542,92543,92544,92545,92546,103543,103544,103545,103546,103547,103548,103549,103550,103551 | 3nfyjyjOf1zQfCeH8h9jWf | 1 |  | M_Troffer Light - Parabolic Square:B3 - 610x610mm:B3 - 610x610mm:756647 |  | NO | N/A | 756 | N/A | 16777215 | N/A | N/A | N/A | N/A | N/A |  | 120 V/1-40 VA | N/A | Linked Revit Model : Clinic_A.rvt | UNSET |  |  | Level: Level 2 | UNSET | F | 0 | 2.680000 |  | 430.556417 | 0 | 0.050000 |  |  |  | 1.200000 |  |  | U-SHAPED, CRI=75 |  | N/A | UNSET | N/A | N/A | TRUE | N/A | 0 | N/A | 0 | 0 | 0 | 0 | 0 | UNSET | N/A | N/A | FIXED | N/A | Downlights | UNSET | N/A |  | N/A | N/A | N/A | 0 | L1 | 0 | N/A | N/A | N/A | 0 | UNSET | UNSET | 0 | 0 | 0 | 0 | 0 | [9 empty] | N/A |  |  |  | 23.80.70.11.14.11 |  |  | B3 |  |  |  | 1291.669250 | Lighting - Dwelling Unit | 1 | L42B | 4 |  |  | 3150.000000 | 32 | [8 empty] | Metal - Paint Finish - Dark Gray, Matte | Glass - White, High Luminance | Metal - Chrome
757 | 2DC1 | 0 | 756655 | New Construction | N/A |  | 0 |  | 0 |  | 103232 | Point+HemiSpherical | 45624 |  | 53491 | REF TYPE MARK | 0 | B3B - 610x610mm | 0 | 86890 | 92547,92548,92549,92550,92551,92552,92553,103533,103534,103535,103536,103537,103538,103539,103540,103541 | 3nfyjyjOf1zQfCeH8h9jWX | 1 |  | M_Troffer Light - Parabolic Square:B3B - 610x610mm:B3B - 610x610mm:756655 |  | YES | N/A | 757 | N/A | 16777215 | N/A | N/A | N/A | N/A | N/A |  | 120 V/1-40 VA | N/A | Linked Revit Model : Clinic_A.rvt | UNSET |  |  | Level: Level 2 | UNSET | F | 0 | 2.680000 |  | 430.556417 | 0 | 0.050000 |  |  |  | 1.200000 |  |  | U-SHAPED, CRI=75 |  | N/A | UNSET | N/A | N/A | TRUE | N/A | 0 | N/A | 0 | 0 | 0 | 0 | 0 | UNSET | N/A | N/A | FIXED | N/A | Downlights | UNSET | N/A |  | N/A | N/A | N/A | 0 | L1 | 0 | N/A | N/A | N/A | 0 | UNSET | UNSET | 0 | 0 | 0 | 0 | 0 | [9 empty] | N/A |  |  |  | 23.80.70.11.14.11 |  |  | B3B |  |  |  | 1291.669250 | Lighting - Dwelling Unit | 1 | L42B | 4 |  |  | 3150.000000 | 32 | [8 empty] | Metal - Paint Finish - Dark Gray, Matte | Glass - White, High Luminance | Metal - Chrome
758 | 2DC1 | 0 | 756663 | New Construction | N/A |  | 0 |  | 0 |  | 103232 | Point+HemiSpherical | 45625 |  | 53492 | REF TYPE MARK | 0 | B3 - 610x610mm | 0 | 86889 | 92554,92555,92556,92557,92558,92559,92560,103543,103544,103545,103546,103547,103548,103549,103550,103551 | 3nfyjyjOf1zQfCeH8h9jWv | 1 |  | M_Troffer Light - Parabolic Square:B3 - 610x610mm:B3 - 610x610mm:756663 |  | NO | N/A | 758 | N/A | 16777215 | N/A | N/A | N/A | N/A | N/A |  | 120 V/1-40 VA | N/A | Linked Revit Model : Clinic_A.rvt | UNSET |  |  | Level: Level 2 | UNSET | F | 0 | 2.680000 |  | 430.556417 | 0 | 0.050000 |  |  |  | 1.200000 |  |  | U-SHAPED, CRI=75 |  | N/A | UNSET | N/A | N/A | TRUE | N/A | 0 | N/A | 0 | 0 | 0 | 0 | 0 | UNSET | N/A | N/A | FIXED | N/A | Downlights | UNSET | N/A |  | N/A | N/A | N/A | 0 | L1 | 0 | N/A | N/A | N/A | 0 | UNSET | UNSET | 0 | 0 | 0 | 0 | 0 | [9 empty] | N/A |  |  |  | 23.80.70.11.14.11 |  |  | B3 |  |  |  | 1291.669250 | Lighting - Dwelling Unit | 1 | L42B | 4 |  |  | 3150.000000 | 32 | [8 empty] | Metal - Paint Finish - Dark Gray, Matte | Glass - White, High Luminance | Metal - Chrome
2225 | 2DC1 |  | 953583 | New Construction | N/A | [5 empty] | 103232 |  | 46915 |  | 44141 |  |  | Standard | 0 |  | 100765,100766,100767,100768,100769,100770,103571,103572,103573,103574,103575 | 3e_9ViPQjBmuUesehp3Vo6 | 1 |  | M_Duplex Receptacle:Standard:Standard:953583 |  |  | N/A | 2225 | N/A |  | N/A | N/A | N/A | N/A | N/A |  | 120 V/1-180 VA | N/A | Linked Revit Model : Clinic_A.rvt | UNSET |  |  | Level: Level 2 |  |  |  | 0.500000 | [7 empty] | 0.460000 |  |  |  |  | N/A | UNSET | N/A | N/A | TRUE | N/A | 0 | N/A | 0 | 0 | 0 | 0 | 0 | UNSET | N/A | N/A | FIXED | N/A | Ground Fault Receptacles | UNSET | N/A |  | N/A | N/A | N/A | 0 | L1 | 0 | N/A | N/A | N/A | 0 | [16 empty] | N/A |  |  |  | 23.80.50.11.17 | [7 empty] | Receptacle |  | N22B | 19 | [5 empty] | 1291.669250 | 0.000000 | 652 | 1937.503875 | TRUE
2254 | 2DC1 |  | 957101 | New Construction | N/A | [5 empty] | 103232 |  | 46944 |  | 44170 |  |  | Standard | 0 |  | 100939,100940,100941,100942,100943,100944,103571,103572,103573,103574,103575 | 3e_9ViPQjBmuUesehp3Uh4 | 1 |  | M_Duplex Receptacle:Standard:Standard:957101 |  |  | N/A | 2254 | N/A |  | N/A | N/A | N/A | N/A | N/A |  | 120 V/1-180 VA | N/A | Linked Revit Model : Clinic_A.rvt | UNSET |  |  | Level: Level 2 |  |  |  | 0.500000 | [7 empty] | 0.460000 |  |  |  |  | N/A | UNSET | N/A | N/A | TRUE | N/A | 0 | N/A | 0 | 0 | 0 | 0 | 0 | UNSET | N/A | N/A | FIXED | N/A | Ground Fault Receptacles | UNSET | N/A |  | N/A | N/A | N/A | 0 | L1 | 0 | N/A | N/A | N/A | 0 | [16 empty] | N/A |  |  |  | 23.80.50.11.17 | [7 empty] | Receptacle |  | N22B | 19 | [5 empty] | 1291.669250 | 0.000000 | 681 | 1937.503875 | TRUE
308 | 2DC2 | 0 | 1213375 | New Construction | N/A | Aluminum-Philips Chloride | 0 | F | 0 | Paint-Philips Chloride-Black | 103355 | Rectangle+Spherical | 46427 | 16 | 53850 | REF TYPE MARK | 0 | X1 | 0 | 86569 | 97685,97692,97699,97706,97713,97720,97727,103485,103486,103487,103488,103489,103490,103491,103492,103493,103494 | 2pPLOtLqj3mvLOgS0jdrEc | 1 | No Photometry Available | Exit Sign - Ceiling_Mount_Single:X1:X1:1213375 |  | NO | N/A | 308 | N/A | 16777215 | N/A | N/A | N/A | N/A | N/A | 0.225524 | Luminaire 120 V/1-4 VA | N/A | Linked Revit Model : Clinic_A.rvt | UNSET | 0.336550 | Not Available | Level: Level 2 | UNSET | F | 0 | 2.680000 | Plastic-Philips Chloride-Red | 40.902860 | 0 | 0.609600 | 0.120650 | 0.336550 | 0.225524 | 1.219200 | 12/27 (Dual Voltage - 120/277) | Not Available | LED | 1291.669250 | N/A | UNSET | N/A | N/A | TRUE | N/A | 0 | N/A | 0 | 0 | 0 | 0 | 0 | UNSET | N/A | N/A | FIXED | N/A | Emergency Lighting | UNSET | N/A | D5020200 | N/A | N/A | N/A | 0 | L1 | 0 | N/A | N/A | N/A | 0 | UNSET | UNSET | 0 | 0 | 0 | 0 | 0 | Horizontal | Not Available | Not Available | Not Available | Not Available | Matte Black w/Brushed Aluminum Face | Not Applicable | Red | 1 | N/A | Lighting Equipment | http://www.chloridesys.com/chloride/Chloridefixture.cfm?ID=3748 | http://www.chloridesys.com/chloride/ | 23.80.70.11.21 | CE-11400 | 55 Line LED Die Cast Aluminum Exit - Traditional | X1 | 55LA-1-12/27-R | 55LA-1-12/27-R
748 | 2DC2 | 0 | 756581 | New Construction | N/A |  | 0 |  | 0 |  | 103355 | Point+HemiSpherical | 45615 |  | 53482 | REF TYPE MARK | 0 | B3B - 610x610mm | 0 | 86899 | 92484,92485,92486,92487,92488,92489,92490,103533,103534,103535,103536,103537,103538,103539,103540,103541 | 3nfyjyjOf1zQfCeH8h9jZh | 1 |  | M_Troffer Light - Parabolic Square:B3B - 610x610mm:B3B - 610x610mm:756581 |  | YES | N/A | 748 | N/A | 16777215 | N/A | N/A | N/A | N/A | N/A |  | 120 V/1-40 VA | N/A | Linked Revit Model : Clinic_A.rvt | UNSET |  |  | Level: Level 2 | UNSET | F | 0 | 2.680000 |  | 430.556417 | 0 | 0.050000 |  |  |  | 1.200000 |  |  | U-SHAPED, CRI=75 |  | N/A | UNSET | N/A | N/A | TRUE | N/A | 0 | N/A | 0 | 0 | 0 | 0 | 0 | UNSET | N/A | N/A | FIXED | N/A | Downlights | UNSET | N/A |  | N/A | N/A | N/A | 0 | L1 | 0 | N/A | N/A | N/A | 0 | UNSET | UNSET | 0 | 0 | 0 | 0 | 0 | [9 empty] | N/A |  |  |  | 23.80.70.11.14.11 |  |  | B3B |  |  |  | 1291.669250 | Lighting - Dwelling Unit | 1 | L42B | 4 |  |  | 3150.000000 | 32 | [8 empty] | Metal - Paint Finish - Dark Gray, Matte | Glass - White, High Luminance | Metal - Chrome
749 | 2DC2 | 0 | 756589 | New Construction | N/A |  | 0 |  | 0 |  | 103355 | Point+HemiSpherical | 45616 |  | 53483 | REF TYPE MARK | 0 | B3 - 610x610mm | 0 | 86898 | 92491,92492,92493,92494,92495,92496,92497,103543,103544,103545,103546,103547,103548,103549,103550,103551 | 3nfyjyjOf1zQfCeH8h9jZZ | 1 |  | M_Troffer Light - Parabolic Square:B3 - 610x610mm:B3 - 610x610mm:756589 |  | NO | N/A | 749 | N/A | 16777215 | N/A | N/A | N/A | N/A | N/A |  | 120 V/1-40 VA | N/A | Linked Revit Model : Clinic_A.rvt | UNSET |  |  | Level: Level 2 | UNSET | F | 0 | 2.680000 |  | 430.556417 | 0 | 0.050000 |  |  |  | 1.200000 |  |  | U-SHAPED, CRI=75 |  | N/A | UNSET | N/A | N/A | TRUE | N/A | 0 | N/A | 0 | 0 | 0 | 0 | 0 | UNSET | N/A | N/A | FIXED | N/A | Downlights | UNSET | N/A |  | N/A | N/A | N/A | 0 | L1 | 0 | N/A | N/A | N/A | 0 | UNSET | UNSET | 0 | 0 | 0 | 0 | 0 | [9 empty] | N/A |  |  |  | 23.80.70.11.14.11 |  |  | B3 |  |  |  | 1291.669250 | Lighting - Dwelling Unit | 1 | L42B | 4 |  |  | 3150.000000 | 32 | [8 empty] | Metal - Paint Finish - Dark Gray, Matte | Glass - White, High Luminance | Metal - Chrome
750 | 2DC2 | 0 | 756597 | New Construction | N/A |  | 0 |  | 0 |  | 103355 | Point+HemiSpherical | 45617 |  | 53484 | REF TYPE MARK | 0 | B3 - 610x610mm | 0 | 86897 | 92498,92499,92500,92501,92502,92503,92504,103543,103544,103545,103546,103547,103548,103549,103550,103551 | 3nfyjyjOf1zQfCeH8h9jZx | 1 |  | M_Troffer Light - Parabolic Square:B3 - 610x610mm:B3 - 610x610mm:756597 |  | NO | N/A | 750 | N/A | 16777215 | N/A | N/A | N/A | N/A | N/A |  | 120 V/1-40 VA | N/A | Linked Revit Model : Clinic_A.rvt | UNSET |  |  | Level: Level 2 | UNSET | F | 0 | 2.680000 |  | 430.556417 | 0 | 0.050000 |  |  |  | 1.200000 |  |  | U-SHAPED, CRI=75 |  | N/A | UNSET | N/A | N/A | TRUE | N/A | 0 | N/A | 0 | 0 | 0 | 0 | 0 | UNSET | N/A | N/A | FIXED | N/A | Downlights | UNSET | N/A |  | N/A | N/A | N/A | 0 | L1 | 0 | N/A | N/A | N/A | 0 | UNSET | UNSET | 0 | 0 | 0 | 0 | 0 | [9 empty] | N/A |  |  |  | 23.80.70.11.14.11 |  |  | B3 |  |  |  | 1291.669250 | Lighting - Dwelling Unit | 1 | L42B | 4 |  |  | 3150.000000 | 32 | [8 empty] | Metal - Paint Finish - Dark Gray, Matte | Glass - White, High Luminance | Metal - Chrome
751 | 2DC2 | 0 | 756605 | New Construction | N/A |  | 0 |  | 0 |  | 103355 | Point+HemiSpherical | 45618 |  | 53485 | REF TYPE MARK | 0 | B3B - 610x610mm | 0 | 86896 | 92505,92506,92507,92508,92509,92510,92511,103533,103534,103535,103536,103537,103538,103539,103540,103541 | 3nfyjyjOf1zQfCeH8h9jZp | 1 |  | M_Troffer Light - Parabolic Square:B3B - 610x610mm:B3B - 610x610mm:756605 |  | YES | N/A | 751 | N/A | 16777215 | N/A | N/A | N/A | N/A | N/A |  | 120 V/1-40 VA | N/A | Linked Revit Model : Clinic_A.rvt | UNSET |  |  | Level: Level 2 | UNSET | F | 0 | 2.680000 |  | 430.556417 | 0 | 0.050000 |  |  |  | 1.200000 |  |  | U-SHAPED, CRI=75 |  | N/A | UNSET | N/A | N/A | TRUE | N/A | 0 | N/A | 0 | 0 | 0 | 0 | 0 | UNSET | N/A | N/A | FIXED | N/A | Downlights | UNSET | N/A |  | N/A | N/A | N/A | 0 | L1 | 0 | N/A | N/A | N/A | 0 | UNSET | UNSET | 0 | 0 | 0 | 0 | 0 | [9 empty] | N/A |  |  |  | 23.80.70.11.14.11 |  |  | B3B |  |  |  | 1291.669250 | Lighting - Dwelling Unit | 1 | L42B | 4 |  |  | 3150.000000 | 32 | [8 empty] | Metal - Paint Finish - Dark Gray, Matte | Glass - White, High Luminance | Metal - Chrome
752 | 2DC2 | 0 | 756613 | New Construction | N/A |  | 0 |  | 0 |  | 103355 | Point+HemiSpherical | 45619 |  | 53486 | REF TYPE MARK | 0 | B3 - 610x610mm | 0 | 86895 | 92512,92513,92514,92515,92516,92517,92518,103543,103544,103545,103546,103547,103548,103549,103550,103551 | 3nfyjyjOf1zQfCeH8h9jWB | 1 |  | M_Troffer Light - Parabolic Square:B3 - 610x610mm:B3 - 610x610mm:756613 |  | NO | N/A | 752 | N/A | 16777215 | N/A | N/A | N/A | N/A | N/A |  | 120 V/1-40 VA | N/A | Linked Revit Model : Clinic_A.rvt | UNSET |  |  | Level: Level 2 | UNSET | F | 0 | 2.680000 |  | 430.556417 | 0 | 0.050000 |  |  |  | 1.200000 |  |  | U-SHAPED, CRI=75 |  | N/A | UNSET | N/A | N/A | TRUE | N/A | 0 | N/A | 0 | 0 | 0 | 0 | 0 | UNSET | N/A | N/A | FIXED | N/A | Downlights | UNSET | N/A |  | N/A | N/A | N/A | 0 | L1 | 0 | N/A | N/A | N/A | 0 | UNSET | UNSET | 0 | 0 | 0 | 0 | 0 | [9 empty] | N/A |  |  |  | 23.80.70.11.14.11 |  |  | B3 |  |  |  | 1291.669250 | Lighting - Dwelling Unit | 1 | L42B | 4 |  |  | 3150.000000 | 32 | [8 empty] | Metal - Paint Finish - Dark Gray, Matte | Glass - White, High Luminance | Metal - Chrome
753 | 2DC2 | 0 | 756621 | New Construction | N/A |  | 0 |  | 0 |  | 103355 | Point+HemiSpherical | 45620 |  | 53487 | REF TYPE MARK | 0 | B3 - 610x610mm | 0 | 86894 | 92519,92520,92521,92522,92523,92524,92525,103543,103544,103545,103546,103547,103548,103549,103550,103551 | 3nfyjyjOf1zQfCeH8h9jW3 | 1 |  | M_Troffer Light - Parabolic Square:B3 - 610x610mm:B3 - 610x610mm:756621 |  | NO | N/A | 753 | N/A | 16777215 | N/A | N/A | N/A | N/A | N/A |  | 120 V/1-40 VA | N/A | Linked Revit Model : Clinic_A.rvt | UNSET |  |  | Level: Level 2 | UNSET | F | 0 | 2.680000 |  | 430.556417 | 0 | 0.050000 |  |  |  | 1.200000 |  |  | U-SHAPED, CRI=75 |  | N/A | UNSET | N/A | N/A | TRUE | N/A | 0 | N/A | 0 | 0 | 0 | 0 | 0 | UNSET | N/A | N/A | FIXED | N/A | Downlights | UNSET | N/A |  | N/A | N/A | N/A | 0 | L1 | 0 | N/A | N/A | N/A | 0 | UNSET | UNSET | 0 | 0 | 0 | 0 | 0 | [9 empty] | N/A |  |  |  | 23.80.70.11.14.11 |  |  | B3 |  |  |  | 1291.669250 | Lighting - Dwelling Unit | 1 | L42B | 4 |  |  | 3150.000000 | 32 | [8 empty] | Metal - Paint Finish - Dark Gray, Matte | Glass - White, High Luminance | Metal - Chrome
754 | 2DC2 | 0 | 756629 | New Construction | N/A |  | 0 |  | 0 |  | 103355 | Point+HemiSpherical | 45621 |  | 53488 | REF TYPE MARK | 0 | B3B - 610x610mm | 0 | 86893 | 92526,92527,92528,92529,92530,92531,92532,103533,103534,103535,103536,103537,103538,103539,103540,103541 | 3nfyjyjOf1zQfCeH8h9jWR | 1 |  | M_Troffer Light - Parabolic Square:B3B - 610x610mm:B3B - 610x610mm:756629 |  | YES | N/A | 754 | N/A | 16777215 | N/A | N/A | N/A | N/A | N/A |  | 120 V/1-40 VA | N/A | Linked Revit Model : Clinic_A.rvt | UNSET |  |  | Level: Level 2 | UNSET | F | 0 | 2.680000 |  | 430.556417 | 0 | 0.050000 |  |  |  | 1.200000 |  |  | U-SHAPED, CRI=75 |  | N/A | UNSET | N/A | N/A | TRUE | N/A | 0 | N/A | 0 | 0 | 0 | 0 | 0 | UNSET | N/A | N/A | FIXED | N/A | Downlights | UNSET | N/A |  | N/A | N/A | N/A | 0 | L1 | 0 | N/A | N/A | N/A | 0 | UNSET | UNSET | 0 | 0 | 0 | 0 | 0 | [9 empty] | N/A |  |  |  | 23.80.70.11.14.11 |  |  | B3B |  |  |  | 1291.669250 | Lighting - Dwelling Unit | 1 | L42B | 4 |  |  | 3150.000000 | 32 | [8 empty] | Metal - Paint Finish - Dark Gray, Matte | Glass - White, High Luminance | Metal - Chrome
1467 | 2DC2 |  | 836019 | New Construction | N/A | [5 empty] | 103355 |  | 46154 |  | 43397 |  |  | Single Pole | 0 |  | 96101,96102,96103,96104,96105,96106,103554,103555,103556,103557,103558,103559 | 3q4w0ijjzFuh9My1IanPZn | 1 |  | M_Lighting Switches:Single Pole:Single Pole:836019 |  |  | N/A | 1467 | N/A |  | N/A | N/A | N/A | N/A | N/A |  | 120 V/1-0 VA | N/A | Grid : D.9 |  |  |  | Level: Level 2 |  |  |  | 1.200000 |  | 0.000000 | [5 empty] | 1.200000 |  |  |  |  | N/A | UNSET | N/A | N/A | TRUE | N/A | 0 | N/A | 0 | 0 | 0 | 0 | 0 | UNSET | N/A | N/A | FIXED | N/A | Switches | UNSET | N/A |  | N/A | N/A | N/A | 0 | L1 | 0 | N/A | N/A | N/A | 0 | [16 empty] | N/A |  |  |  | 23.80.50.11.14 | [7 empty] | Other |  | L42B | 4 | [5 empty] | 1291.669250 | 0.000000
2257 | 2DC2 |  | 957417 | New Construction | N/A | [5 empty] | 103355 |  | 46947 |  | 44173 |  |  | Standard | 0 |  | 100957,100958,100959,100960,100961,100962,103571,103572,103573,103574,103575 | 3e_9ViPQjBmuUesehp3Uk0 | 1 |  | M_Duplex Receptacle:Standard:Standard:957417 |  |  | N/A | 2257 | N/A |  | N/A | N/A | N/A | N/A | N/A |  | 120 V/1-180 VA | N/A | Linked Revit Model : Clinic_A.rvt | UNSET |  |  | Level: Level 2 |  |  |  | 0.500000 | [7 empty] | 0.460000 |  |  |  |  | N/A | UNSET | N/A | N/A | TRUE | N/A | 0 | N/A | 0 | 0 | 0 | 0 | 0 | UNSET | N/A | N/A | FIXED | N/A | Ground Fault Receptacles | UNSET | N/A |  | N/A | N/A | N/A | 0 | L1 | 0 | N/A | N/A | N/A | 0 | [16 empty] | N/A |  |  |  | 23.80.50.11.17 | [7 empty] | Receptacle |  | N22B | 19 | [5 empty] | 1291.669250 | 0.000000 | 684 | 1937.503875 | TRUE
2315 | 2DC2 |  | 965276 | New Construction | N/A | [5 empty] | 103355 |  | 47005 |  | 44231 |  |  | Standard | 0 |  | 101305,101306,101307,101308,101309,101310,103571,103572,103573,103574,103575 | 2Ln8QrpTf9QOKf9KnjEvs0 | 1 |  | M_Duplex Receptacle:Standard:Standard:965276 |  |  | N/A | 2315 | N/A |  | N/A | N/A | N/A | N/A | N/A |  | 120 V/1-180 VA | N/A | Linked Revit Model : Clinic_A.rvt | UNSET |  |  | Level: Level 2 |  |  |  | 0.500000 | [7 empty] | 0.460000 |  |  |  |  | N/A | UNSET | N/A | N/A | TRUE | N/A | 0 | N/A | 0 | 0 | 0 | 0 | 0 | UNSET | N/A | N/A | FIXED | N/A | Ground Fault Receptacles | UNSET | N/A |  | N/A | N/A | N/A | 0 | L1 | 0 | N/A | N/A | N/A | 0 | [16 empty] | N/A |  |  |  | 23.80.50.11.17 | [7 empty] | Receptacle |  | N22B | 19 | [5 empty] | 1291.669250 | 0.000000 | 742 | 1937.503875 | TRUE
314 | 2BC1 | 0 | 1212490 | New Construction | N/A | Aluminum-Philips Chloride | 0 | F | 0 | Paint-Philips Chloride-Black | 103231 | Rectangle+Spherical | 46614 | 16 | 53856 | REF TYPE MARK | 0 | X1B | 0 | 86575 | 98561,98568,98575,98582,98589,98596,98603,102938,102939,102940,102941,102942,102943,102944,102945,102946,102981 | 2pPLOtLqj3mvLOgS0jdr1J | 1 | No Photometry Available | Exit Sign - End Mount - Double Face:X1B:X1B:1212490 |  | NO | N/A | 314 | N/A | 16777215 | N/A | N/A | N/A | N/A | N/A | 0.355600 | Luminaire 120 V/1-4 VA | N/A | Linked Revit Model : Clinic_A.rvt | UNSET | 0.206474 | Not Available | Level: Level 2 | UNSET | F | 0 | 1.219200 | Plastic-Philips Chloride-Red | 40.902860 | 0 | 0.609600 | 0.120650 | 0.355600 | 0.206474 | 1.219200 | 12/27 (Dual Voltage - 120/277) | Not Available | LED | 1291.669250 | N/A | UNSET | N/A | N/A | TRUE | N/A | 0 | N/A | 0 | 0 | 0 | 0 | 0 | UNSET | N/A | N/A | FIXED | N/A | Emergency Lighting | UNSET | N/A | D5020200 | N/A | N/A | N/A | 0 | L1 | 0 | N/A | N/A | N/A | 0 | UNSET | UNSET | 0 | 0 | 0 | 0 | 0 | Horizontal | Not Available | Not Available | Not Available | Not Available | Matte Black w/Brushed Aluminum Face | Not Applicable | Red | 2 | N/A | Lighting Equipment | http://www.chloridesys.com/chloride/Chloridefixture.cfm?ID=3748 | http://www.chloridesys.com/chloride/ | 23.80.70.11.21 | CE-11400 | 55 Line LED Die Cast Aluminum Exit - Traditional | X1B | 55LA-2-12/27-R | 55LA-2-12/27-R
1185 | 2BC1 | 0 | 782024 | New Construction | N/A |  | 0 |  | 0 |  | 103231 | Point+HemiSpherical | 45928 |  | 53794 | REF TYPE MARK | 0 | SB - 102mm Diameter | 0 |  | 94690,94691,94692,94693,94694,94695,94696,103525,103526,103527,103528,103529,103530,103531,103532 | 0yuotxu8DEgv2qMIt$xLbz | 1 |  | M_Downlight - Recessed Can:SB - 102mm Diameter:SB - 102mm Diameter:782024 |  | NO | N/A | 1185 | N/A | 16777215 | N/A | N/A | N/A | N/A | N/A |  | 120 V/1-100 VA | N/A | Linked Revit Model : Clinic_A.rvt | UNSET |  |  | Level: Level 2 | UNSET | F | 0 | 2.680000 |  | 1076.391042 | 0 | 0.050000 |  |  |  | 1.200000 |  |  | T4, QUAD TUBE, CRI=82 |  | N/A | UNSET | N/A | N/A | TRUE | N/A | 0 | N/A | 0 | 0 | 0 | 0 | 0 | UNSET | N/A | N/A | FIXED | N/A | Downlights | UNSET | N/A | D5020220 | N/A | N/A | N/A | 0 | L1 | 0 | N/A | N/A | N/A | 0 | UNSET | UNSET | 0 | 0 | 0 | 0 | 0 | [9 empty] | N/A | Lighting - Incandescent |  |  | 23.80.70.11.14.11 |  |  | SB |  |  | 0.100000 | 1291.669250 | Lighting - Dwelling Unit | 1 | L42B | 4 | 0.200000 | 0.200000 | 1200.000000 | 18 | 0.087300
1186 | 2BC1 | 0 | 782088 | New Construction | N/A |  | 0 |  | 0 |  | 103231 | Point+HemiSpherical | 45929 |  | 53795 | REF TYPE MARK | 0 | SB - 102mm Diameter | 0 |  | 94697,94698,94699,94700,94701,94702,94703,103525,103526,103527,103528,103529,103530,103531,103532 | 0yuotxu8DEgv2qMIt$xLYz | 1 |  | M_Downlight - Recessed Can:SB - 102mm Diameter:SB - 102mm Diameter:782088 |  | NO | N/A | 1186 | N/A | 16777215 | N/A | N/A | N/A | N/A | N/A |  | 120 V/1-100 VA | N/A | Linked Revit Model : Clinic_A.rvt | UNSET |  |  | Level: Level 2 | UNSET | F | 0 | 2.680000 |  | 1076.391042 | 0 | 0.050000 |  |  |  | 1.200000 |  |  | T4, QUAD TUBE, CRI=82 |  | N/A | UNSET | N/A | N/A | TRUE | N/A | 0 | N/A | 0 | 0 | 0 | 0 | 0 | UNSET | N/A | N/A | FIXED | N/A | Downlights | UNSET | N/A | D5020220 | N/A | N/A | N/A | 0 | L1 | 0 | N/A | N/A | N/A | 0 | UNSET | UNSET | 0 | 0 | 0 | 0 | 0 | [9 empty] | N/A | Lighting - Incandescent |  |  | 23.80.70.11.14.11 |  |  | SB |  |  | 0.100000 | 1291.669250 | Lighting - Dwelling Unit | 1 | L42B | 4 | 0.200000 | 0.200000 | 1200.000000 | 18 | 0.087300
1187 | 2BC1 | 0 | 782159 | New Construction | N/A |  | 0 |  | 0 |  | 103231 | Point+HemiSpherical | 45930 |  | 53796 | REF TYPE MARK | 0 | SBB - 102 Diameter | 0 |  | 94704,94705,94706,94707,94708,94709,94710,103313,103314,103315,103316,103317,103318,103319,103321 | 0yuotxu8DEgv2qMIt$xLZw | 1 |  | M_Downlight - Recessed Can:SBB - 102 Diameter:SBB - 102 Diameter:782159 |  | YES | N/A | 1187 | N/A | 16777215 | N/A | N/A | N/A | N/A | N/A |  | 120 V/1-100 VA | N/A | Linked Revit Model : Clinic_A.rvt | UNSET |  |  | Level: Level 2 | UNSET | F | 0 | 2.680000 |  | 1076.391042 | 0 | 0.050000 |  |  |  | 1.200000 |  |  | T4, QUAD TUBE, CRI=82 |  | N/A | UNSET | N/A | N/A | TRUE | N/A | 0 | N/A | 0 | 0 | 0 | 0 | 0 | UNSET | N/A | N/A | FIXED | N/A | Downlights | UNSET | N/A | D5020220 | N/A | N/A | N/A | 0 | L1 | 0 | N/A | N/A | N/A | 0 | UNSET | UNSET | 0 | 0 | 0 | 0 | 0 | [9 empty] | N/A | Lighting - Incandescent |  |  | 23.80.70.11.14.11 |  |  | SBB |  |  | 0.100000 | 1291.669250 | Lighting - Dwelling Unit | 1 | L42B | 4 | 0.200000 | 0.200000 | 1200.000000 | 18 | 0.087300
1188 | 2BC1 | 0 | 782187 | New Construction | N/A |  | 0 |  | 0 |  | 103231 | Point+HemiSpherical | 45931 |  | 53797 | REF TYPE MARK | 0 | SBB - 102 Diameter | 0 |  | 94711,94712,94713,94714,94715,94716,94717,103313,103314,103315,103316,103317,103318,103319,103321 | 0yuotxu8DEgv2qMIt$xLZU | 1 |  | M_Downlight - Recessed Can:SBB - 102 Diameter:SBB - 102 Diameter:782187 |  | YES | N/A | 1188 | N/A | 16777215 | N/A | N/A | N/A | N/A | N/A |  | 120 V/1-100 VA | N/A | Linked Revit Model : Clinic_A.rvt | UNSET |  |  | Level: Level 2 | UNSET | F | 0 | 2.680000 |  | 1076.391042 | 0 | 0.050000 |  |  |  | 1.200000 |  |  | T4, QUAD TUBE, CRI=82 |  | N/A | UNSET | N/A | N/A | TRUE | N/A | 0 | N/A | 0 | 0 | 0 | 0 | 0 | UNSET | N/A | N/A | FIXED | N/A | Downlights | UNSET | N/A | D5020220 | N/A | N/A | N/A | 0 | L1 | 0 | N/A | N/A | N/A | 0 | UNSET | UNSET | 0 | 0 | 0 | 0 | 0 | [9 empty] | N/A | Lighting - Incandescent |  |  | 23.80.70.11.14.11 |  |  | SBB |  |  | 0.100000 | 1291.669250 | Lighting - Dwelling Unit | 1 | L42B | 4 | 0.200000 | 0.200000 | 1200.000000 | 18 | 0.087300
1481 | 2BC1 |  | 840574 | New Construction | N/A | [5 empty] | 103231 |  | 46169 |  | 43412 |  |  | Single Pole | 0 |  | 96185,96186,96187,96188,96189,96190,103554,103555,103556,103557,103558,103559 | 050aEzwQLErOVNO9YHe8qj | 1 |  | M_Lighting Switches:Single Pole:Single Pole:840574 |  |  | N/A | 1481 | N/A |  | N/A | N/A | N/A | N/A | N/A |  | 120 V/1-0 VA | N/A | Linked Revit Model : Clinic_A.rvt |  |  |  | Level: Level 2 |  |  |  | 1.200000 |  | 0.000000 | [5 empty] | 1.200000 |  |  |  |  | N/A | UNSET | N/A | N/A | TRUE | N/A | 0 | N/A | 0 | 0 | 0 | 0 | 0 | UNSET | N/A | N/A | FIXED | N/A | Switches | UNSET | N/A |  | N/A | N/A | N/A | 0 | L1 | 0 | N/A | N/A | N/A | 0 | [16 empty] | N/A |  |  |  | 23.80.50.11.14 | [7 empty] | Other |  | L42B | 4 | [5 empty] | 1291.669250 | 0.000000
2193 | 2BC1 |  | 949479 | New Construction | N/A | [5 empty] | 103231 |  | 46883 |  | 44109 |  |  | Standard | 0 |  | 100573,100574,100575,100576,100577,100578,103571,103572,103573,103574,103575 | 1k8p9C4S9CiONR7YL7KLA4 | 1 |  | M_Duplex Receptacle:Standard:Standard:949479 |  |  | N/A | 2193 | N/A |  | N/A | N/A | N/A | N/A | N/A |  | 120 V/1-180 VA | N/A | Linked Revit Model : Clinic_A.rvt | UNSET |  |  | Level: Level 2 |  |  |  | 0.500000 | [7 empty] | 0.460000 |  |  |  |  | N/A | UNSET | N/A | N/A | TRUE | N/A | 0 | N/A | 0 | 0 | 0 | 0 | 0 | UNSET | N/A | N/A | FIXED | N/A | Ground Fault Receptacles | UNSET | N/A |  | N/A | N/A | N/A | 0 | L1 | 0 | N/A | N/A | N/A | 0 | [16 empty] | N/A |  |  |  | 23.80.50.11.17 | [7 empty] | Receptacle |  | N22B | 19 | [5 empty] | 1291.669250 | 0.000000 | 620 | 1937.503875 | TRUE
346 | 2BC2 | 0 | 1212229 | New Construction | N/A | Aluminum-Philips Chloride | 0 | F | 0 | Paint-Philips Chloride-Black | 103293 | Rectangle+Spherical | 47265 | 16 | 53895 | REF TYPE MARK | 0 | X1 | 0 | 86577 | 102901,102902,102903,102904,102905,102906,102907,103485,103486,103487,103488,103489,103490,103491,103492,103493,103494 | 2pPLOtLqj3mvLOgS0jdwzS | 1 | No Photometry Available | Exit Sign - Ceiling_Mount_Single:X1:X1:1212229 |  | NO | N/A | 346 | N/A | 16777215 | N/A | N/A | N/A | N/A | N/A | 0.225524 | Luminaire 120 V/1-4 VA | N/A | Linked Revit Model : Clinic_A.rvt | UNSET | 0.336550 | Not Available | Level: Level 2 | UNSET | F | 0 | 2.680000 | Plastic-Philips Chloride-Red | 40.902860 | 0 | 0.609600 | 0.120650 | 0.336550 | 0.225524 | 1.219200 | 12/27 (Dual Voltage - 120/277) | Not Available | LED | 1291.669250 | N/A | UNSET | N/A | N/A | TRUE | N/A | 0 | N/A | 0 | 0 | 0 | 0 | 0 | UNSET | N/A | N/A | FIXED | N/A | Emergency Lighting | UNSET | N/A | D5020200 | N/A | N/A | N/A | 0 | L1 | 0 | N/A | N/A | N/A | 0 | UNSET | UNSET | 0 | 0 | 0 | 0 | 0 | Horizontal | Not Available | Not Available | Not Available | Not Available | Matte Black w/Brushed Aluminum Face | Not Applicable | Red | 1 | N/A | Lighting Equipment | http://www.chloridesys.com/chloride/Chloridefixture.cfm?ID=3748 | http://www.chloridesys.com/chloride/ | 23.80.70.11.21 | CE-11400 | 55 Line LED Die Cast Aluminum Exit - Traditional | X1 | 55LA-1-12/27-R | 55LA-1-12/27-R
347 | 2BC2 | 0 | 1212330 | New Construction | N/A | Aluminum-Philips Chloride | 0 | F | 0 | Paint-Philips Chloride-Black | 103293 | Rectangle+Spherical | 47266 | 16 | 53896 | REF TYPE MARK | 0 | X1 | 0 | 86576 | 102908,102909,102910,102911,102912,102913,102914,103485,103486,103487,103488,103489,103490,103491,103492,103493,103494 | 2pPLOtLqj3mvLOgS0jdw_p | 1 | No Photometry Available | Exit Sign - Ceiling_Mount_Single:X1:X1:1212330 |  | NO | N/A | 347 | N/A | 16777215 | N/A | N/A | N/A | N/A | N/A | 0.225524 | Luminaire 120 V/1-4 VA | N/A | Linked Revit Model : Clinic_A.rvt | UNSET | 0.336550 | Not Available | Level: Level 2 | UNSET | F | 0 | 2.680000 | Plastic-Philips Chloride-Red | 40.902860 | 0 | 0.609600 | 0.120650 | 0.336550 | 0.225524 | 1.219200 | 12/27 (Dual Voltage - 120/277) | Not Available | LED | 1291.669250 | N/A | UNSET | N/A | N/A | TRUE | N/A | 0 | N/A | 0 | 0 | 0 | 0 | 0 | UNSET | N/A | N/A | FIXED | N/A | Emergency Lighting | UNSET | N/A | D5020200 | N/A | N/A | N/A | 0 | L1 | 0 | N/A | N/A | N/A | 0 | UNSET | UNSET | 0 | 0 | 0 | 0 | 0 | Horizontal | Not Available | Not Available | Not Available | Not Available | Matte Black w/Brushed Aluminum Face | Not Applicable | Red | 1 | N/A | Lighting Equipment | http://www.chloridesys.com/chloride/Chloridefixture.cfm?ID=3748 | http://www.chloridesys.com/chloride/ | 23.80.70.11.21 | CE-11400 | 55 Line LED Die Cast Aluminum Exit - Traditional | X1 | 55LA-1-12/27-R | 55LA-1-12/27-R
759 | 2BC2 | 0 | 756671 | New Construction | N/A |  | 0 |  | 0 |  | 103293 | Point+HemiSpherical | 45626 |  | 53493 | REF TYPE MARK | 0 | B3B - 610x610mm | 0 | 86888 | 92561,92562,92563,92564,92565,92566,92567,103533,103534,103535,103536,103537,103538,103539,103540,103541 | 3nfyjyjOf1zQfCeH8h9jWn | 1 |  | M_Troffer Light - Parabolic Square:B3B - 610x610mm:B3B - 610x610mm:756671 |  | YES | N/A | 759 | N/A | 16777215 | N/A | N/A | N/A | N/A | N/A |  | 120 V/1-40 VA | N/A | Linked Revit Model : Clinic_A.rvt | UNSET |  |  | Level: Level 2 | UNSET | F | 0 | 2.680000 |  | 430.556417 | 0 | 0.050000 |  |  |  | 1.200000 |  |  | U-SHAPED, CRI=75 |  | N/A | UNSET | N/A | N/A | TRUE | N/A | 0 | N/A | 0 | 0 | 0 | 0 | 0 | UNSET | N/A | N/A | FIXED | N/A | Downlights | UNSET | N/A |  | N/A | N/A | N/A | 0 | L1 | 0 | N/A | N/A | N/A | 0 | UNSET | UNSET | 0 | 0 | 0 | 0 | 0 | [9 empty] | N/A |  |  |  | 23.80.70.11.14.11 |  |  | B3B |  |  |  | 1291.669250 | Lighting - Dwelling Unit | 1 | L42B | 4 |  |  | 3150.000000 | 32 | [8 empty] | Metal - Paint Finish - Dark Gray, Matte | Glass - White, High Luminance | Metal - Chrome
760 | 2BC2 | 0 | 756679 | New Construction | N/A |  | 0 |  | 0 |  | 103293 | Point+HemiSpherical | 45627 |  | 53494 | REF TYPE MARK | 0 | B3 - 610x610mm | 0 | 86887 | 92568,92569,92570,92571,92572,92573,92574,103543,103544,103545,103546,103547,103548,103549,103550,103551 | 3nfyjyjOf1zQfCeH8h9jX9 | 1 |  | M_Troffer Light - Parabolic Square:B3 - 610x610mm:B3 - 610x610mm:756679 |  | NO | N/A | 760 | N/A | 16777215 | N/A | N/A | N/A | N/A | N/A |  | 120 V/1-40 VA | N/A | Linked Revit Model : Clinic_A.rvt | UNSET |  |  | Level: Level 2 | UNSET | F | 0 | 2.680000 |  | 430.556417 | 0 | 0.050000 |  |  |  | 1.200000 |  |  | U-SHAPED, CRI=75 |  | N/A | UNSET | N/A | N/A | TRUE | N/A | 0 | N/A | 0 | 0 | 0 | 0 | 0 | UNSET | N/A | N/A | FIXED | N/A | Downlights | UNSET | N/A |  | N/A | N/A | N/A | 0 | L1 | 0 | N/A | N/A | N/A | 0 | UNSET | UNSET | 0 | 0 | 0 | 0 | 0 | [9 empty] | N/A |  |  |  | 23.80.70.11.14.11 |  |  | B3 |  |  |  | 1291.669250 | Lighting - Dwelling Unit | 1 | L42B | 4 |  |  | 3150.000000 | 32 | [8 empty] | Metal - Paint Finish - Dark Gray, Matte | Glass - White, High Luminance | Metal - Chrome
761 | 2BC2 | 0 | 756687 | New Construction | N/A |  | 0 |  | 0 |  | 103293 | Point+HemiSpherical | 45628 |  | 53495 | REF TYPE MARK | 0 | B3 - 610x610mm | 0 | 86886 | 92575,92576,92577,92578,92579,92580,92581,103543,103544,103545,103546,103547,103548,103549,103550,103551 | 3nfyjyjOf1zQfCeH8h9jX1 | 1 |  | M_Troffer Light - Parabolic Square:B3 - 610x610mm:B3 - 610x610mm:756687 |  | NO | N/A | 761 | N/A | 16777215 | N/A | N/A | N/A | N/A | N/A |  | 120 V/1-40 VA | N/A | Linked Revit Model : Clinic_A.rvt | UNSET |  |  | Level: Level 2 | UNSET | F | 0 | 2.680000 |  | 430.556417 | 0 | 0.050000 |  |  |  | 1.200000 |  |  | U-SHAPED, CRI=75 |  | N/A | UNSET | N/A | N/A | TRUE | N/A | 0 | N/A | 0 | 0 | 0 | 0 | 0 | UNSET | N/A | N/A | FIXED | N/A | Downlights | UNSET | N/A |  | N/A | N/A | N/A | 0 | L1 | 0 | N/A | N/A | N/A | 0 | UNSET | UNSET | 0 | 0 | 0 | 0 | 0 | [9 empty] | N/A |  |  |  | 23.80.70.11.14.11 |  |  | B3 |  |  |  | 1291.669250 | Lighting - Dwelling Unit | 1 | L42B | 4 |  |  | 3150.000000 | 32 | [8 empty] | Metal - Paint Finish - Dark Gray, Matte | Glass - White, High Luminance | Metal - Chrome
762 | 2BC2 | 0 | 756697 | New Construction | N/A |  | 0 |  | 0 |  | 103293 | Point+HemiSpherical | 45629 |  | 53496 | REF TYPE MARK | 0 | B3B - 610x610mm | 0 | 86885 | 92582,92583,92584,92585,92586,92587,92588,103533,103534,103535,103536,103537,103538,103539,103540,103541 | 3nfyjyjOf1zQfCeH8h9jXN | 1 |  | M_Troffer Light - Parabolic Square:B3B - 610x610mm:B3B - 610x610mm:756697 |  | YES | N/A | 762 | N/A | 16777215 | N/A | N/A | N/A | N/A | N/A |  | 120 V/1-40 VA | N/A | Linked Revit Model : Clinic_A.rvt | UNSET |  |  | Level: Level 2 | UNSET | F | 0 | 2.680000 |  | 430.556417 | 0 | 0.050000 |  |  |  | 1.200000 |  |  | U-SHAPED, CRI=75 |  | N/A | UNSET | N/A | N/A | TRUE | N/A | 0 | N/A | 0 | 0 | 0 | 0 | 0 | UNSET | N/A | N/A | FIXED | N/A | Downlights | UNSET | N/A |  | N/A | N/A | N/A | 0 | L1 | 0 | N/A | N/A | N/A | 0 | UNSET | UNSET | 0 | 0 | 0 | 0 | 0 | [9 empty] | N/A |  |  |  | 23.80.70.11.14.11 |  |  | B3B |  |  |  | 1291.669250 | Lighting - Dwelling Unit | 1 | L42B | 4 |  |  | 3150.000000 | 32 | [8 empty] | Metal - Paint Finish - Dark Gray, Matte | Glass - White, High Luminance | Metal - Chrome
1512 | 2BC2 |  | 846291 | New Construction | N/A | [5 empty] | 103293 |  | 46201 |  | 43443 |  |  | Single Pole | 0 |  | 96384,96385,96386,96387,96388,96389,103554,103555,103556,103557,103558,103559 | 050aEzwQLErOVNO9YHeBU0 | 1 |  | M_Lighting Switches:Single Pole:Single Pole:846291 |  |  | N/A | 1512 | N/A |  | N/A | N/A | N/A | N/A | N/A |  | 120 V/1-0 VA | N/A | Linked Revit Model : Clinic_A.rvt |  |  |  | Level: Level 2 |  |  |  | 1.200000 |  | 0.000000 | [5 empty] | 1.200000 |  |  |  |  | N/A | UNSET | N/A | N/A | TRUE | N/A | 0 | N/A | 0 | 0 | 0 | 0 | 0 | UNSET | N/A | N/A | FIXED | N/A | Switches | UNSET | N/A |  | N/A | N/A | N/A | 0 | L1 | 0 | N/A | N/A | N/A | 0 | [16 empty] | N/A |  |  |  | 23.80.50.11.14 | [7 empty] | Other |  | L42B | 4 | [5 empty] | 1291.669250 | 0.000000
2194 | 2BC2 |  | 949777 | New Construction | N/A | [5 empty] | 103293 |  | 46884 |  | 44110 |  |  | Standard | 0 |  | 100579,100580,100581,100582,100583,100584,103571,103572,103573,103574,103575 | 1k8p9C4S9CiONR7YL7KL1o | 1 |  | M_Duplex Receptacle:Standard:Standard:949777 |  |  | N/A | 2194 | N/A |  | N/A | N/A | N/A | N/A | N/A |  | 120 V/1-180 VA | N/A | Linked Revit Model : Clinic_A.rvt | UNSET |  |  | Level: Level 2 |  |  |  | 0.500000 | [7 empty] | 0.460000 |  |  |  |  | N/A | UNSET | N/A | N/A | TRUE | N/A | 0 | N/A | 0 | 0 | 0 | 0 | 0 | UNSET | N/A | N/A | FIXED | N/A | Ground Fault Receptacles | UNSET | N/A |  | N/A | N/A | N/A | 0 | L1 | 0 | N/A | N/A | N/A | 0 | [16 empty] | N/A |  |  |  | 23.80.50.11.17 | [7 empty] | Receptacle |  | N22B1 | 28 | [5 empty] | 1291.669250 | 0.000000 | 621 | 1937.503875 | TRUE
2196 | 2BC2 |  | 949970 | New Construction | N/A | [5 empty] | 103293 |  | 46886 |  | 44112 |  |  | Standard | 0 |  | 100591,100592,100593,100594,100595,100596,103571,103572,103573,103574,103575 | 1k8p9C4S9CiONR7YL7KL2n | 1 |  | M_Duplex Receptacle:Standard:Standard:949970 |  |  | N/A | 2196 | N/A |  | N/A | N/A | N/A | N/A | N/A |  | 120 V/1-180 VA | N/A | Linked Revit Model : Clinic_A.rvt | UNSET |  |  | Level: Level 2 |  |  |  | 0.500000 | [7 empty] | 0.460000 |  |  |  |  | N/A | UNSET | N/A | N/A | TRUE | N/A | 0 | N/A | 0 | 0 | 0 | 0 | 0 | UNSET | N/A | N/A | FIXED | N/A | Ground Fault Receptacles | UNSET | N/A |  | N/A | N/A | N/A | 0 | L1 | 0 | N/A | N/A | N/A | 0 | [16 empty] | N/A |  |  |  | 23.80.50.11.17 | [7 empty] | Receptacle |  | N22B1 | 10 | [5 empty] | 1291.669250 | 0.000000 | 623 | 1937.503875 | TRUE
344 | 2BC3 | 0 | 1212024 | New Construction | N/A | Aluminum-Philips Chloride | 0 | F | 0 | Paint-Philips Chloride-Black | 103326 | Rectangle+Spherical | 47263 | 16 | 53893 | REF TYPE MARK | 0 | X1 | 0 | 86579 | 102887,102888,102889,102890,102891,102892,102893,103485,103486,103487,103488,103489,103490,103491,103492,103493,103494 | 2pPLOtLqj3mvLOgS0jdwvX | 1 | No Photometry Available | Exit Sign - Ceiling_Mount_Single:X1:X1:1212024 |  | NO | N/A | 344 | N/A | 16777215 | N/A | N/A | N/A | N/A | N/A | 0.225524 | Luminaire 120 V/1-4 VA | N/A | Linked Revit Model : Clinic_A.rvt | UNSET | 0.336550 | Not Available | Level: Level 2 | UNSET | F | 0 | 2.680000 | Plastic-Philips Chloride-Red | 40.902860 | 0 | 0.609600 | 0.120650 | 0.336550 | 0.225524 | 1.219200 | 12/27 (Dual Voltage - 120/277) | Not Available | LED | 1291.669250 | N/A | UNSET | N/A | N/A | TRUE | N/A | 0 | N/A | 0 | 0 | 0 | 0 | 0 | UNSET | N/A | N/A | FIXED | N/A | Emergency Lighting | UNSET | N/A | D5020200 | N/A | N/A | N/A | 0 | L1 | 0 | N/A | N/A | N/A | 0 | UNSET | UNSET | 0 | 0 | 0 | 0 | 0 | Horizontal | Not Available | Not Available | Not Available | Not Available | Matte Black w/Brushed Aluminum Face | Not Applicable | Red | 1 | N/A | Lighting Equipment | http://www.chloridesys.com/chloride/Chloridefixture.cfm?ID=3748 | http://www.chloridesys.com/chloride/ | 23.80.70.11.21 | CE-11400 | 55 Line LED Die Cast Aluminum Exit - Traditional | X1 | 55LA-1-12/27-R | 55LA-1-12/27-R
345 | 2BC3 | 0 | 1212137 | New Construction | N/A | Aluminum-Philips Chloride | 0 | F | 0 | Paint-Philips Chloride-Black | 103326 | Rectangle+Spherical | 47264 | 16 | 53894 | REF TYPE MARK | 0 | X1 | 0 | 86578 | 102894,102895,102896,102897,102898,102899,102900,103485,103486,103487,103488,103489,103490,103491,103492,103493,103494 | 2pPLOtLqj3mvLOgS0jdwxm | 1 | No Photometry Available | Exit Sign - Ceiling_Mount_Single:X1:X1:1212137 |  | NO | N/A | 345 | N/A | 16777215 | N/A | N/A | N/A | N/A | N/A | 0.225524 | Luminaire 120 V/1-4 VA | N/A | Linked Revit Model : Clinic_A.rvt | UNSET | 0.336550 | Not Available | Level: Level 2 | UNSET | F | 0 | 2.680000 | Plastic-Philips Chloride-Red | 40.902860 | 0 | 0.609600 | 0.120650 | 0.336550 | 0.225524 | 1.219200 | 12/27 (Dual Voltage - 120/277) | Not Available | LED | 1291.669250 | N/A | UNSET | N/A | N/A | TRUE | N/A | 0 | N/A | 0 | 0 | 0 | 0 | 0 | UNSET | N/A | N/A | FIXED | N/A | Emergency Lighting | UNSET | N/A | D5020200 | N/A | N/A | N/A | 0 | L1 | 0 | N/A | N/A | N/A | 0 | UNSET | UNSET | 0 | 0 | 0 | 0 | 0 | Horizontal | Not Available | Not Available | Not Available | Not Available | Matte Black w/Brushed Aluminum Face | Not Applicable | Red | 1 | N/A | Lighting Equipment | http://www.chloridesys.com/chloride/Chloridefixture.cfm?ID=3748 | http://www.chloridesys.com/chloride/ | 23.80.70.11.21 | CE-11400 | 55 Line LED Die Cast Aluminum Exit - Traditional | X1 | 55LA-1-12/27-R | 55LA-1-12/27-R
763 | 2BC3 | 0 | 756709 | New Construction | N/A |  | 0 |  | 0 |  | 103326 | Point+HemiSpherical | 45630 |  | 53497 | REF TYPE MARK | 0 | B3B - 610x610mm | 0 | 86884 | 92589,92590,92591,92592,92593,92594,92595,103533,103534,103535,103536,103537,103538,103539,103540,103541 | 3nfyjyjOf1zQfCeH8h9jXh | 1 |  | M_Troffer Light - Parabolic Square:B3B - 610x610mm:B3B - 610x610mm:756709 |  | YES | N/A | 763 | N/A | 16777215 | N/A | N/A | N/A | N/A | N/A |  | 120 V/1-40 VA | N/A | Linked Revit Model : Clinic_A.rvt | UNSET |  |  | Level: Level 2 | UNSET | F | 0 | 2.680000 |  | 430.556417 | 0 | 0.050000 |  |  |  | 1.200000 |  |  | U-SHAPED, CRI=75 |  | N/A | UNSET | N/A | N/A | TRUE | N/A | 0 | N/A | 0 | 0 | 0 | 0 | 0 | UNSET | N/A | N/A | FIXED | N/A | Downlights | UNSET | N/A |  | N/A | N/A | N/A | 0 | L1 | 0 | N/A | N/A | N/A | 0 | UNSET | UNSET | 0 | 0 | 0 | 0 | 0 | [9 empty] | N/A |  |  |  | 23.80.70.11.14.11 |  |  | B3B |  |  |  | 1291.669250 | Lighting - Dwelling Unit | 1 | L42B | 4 |  |  | 3150.000000 | 32 | [8 empty] | Metal - Paint Finish - Dark Gray, Matte | Glass - White, High Luminance | Metal - Chrome
764 | 2BC3 | 0 | 756717 | New Construction | N/A |  | 0 |  | 0 |  | 103326 | Point+HemiSpherical | 45631 |  | 53498 | REF TYPE MARK | 0 | B3 - 610x610mm | 0 | 86883 | 92596,92597,92598,92599,92600,92601,92602,103543,103544,103545,103546,103547,103548,103549,103550,103551 | 3nfyjyjOf1zQfCeH8h9jXZ | 1 |  | M_Troffer Light - Parabolic Square:B3 - 610x610mm:B3 - 610x610mm:756717 |  | NO | N/A | 764 | N/A | 16777215 | N/A | N/A | N/A | N/A | N/A |  | 120 V/1-40 VA | N/A | Linked Revit Model : Clinic_A.rvt | UNSET |  |  | Level: Level 2 | UNSET | F | 0 | 2.680000 |  | 430.556417 | 0 | 0.050000 |  |  |  | 1.200000 |  |  | U-SHAPED, CRI=75 |  | N/A | UNSET | N/A | N/A | TRUE | N/A | 0 | N/A | 0 | 0 | 0 | 0 | 0 | UNSET | N/A | N/A | FIXED | N/A | Downlights | UNSET | N/A |  | N/A | N/A | N/A | 0 | L1 | 0 | N/A | N/A | N/A | 0 | UNSET | UNSET | 0 | 0 | 0 | 0 | 0 | [9 empty] | N/A |  |  |  | 23.80.70.11.14.11 |  |  | B3 |  |  |  | 1291.669250 | Lighting - Dwelling Unit | 1 | L42B | 4 |  |  | 3150.000000 | 32 | [8 empty] | Metal - Paint Finish - Dark Gray, Matte | Glass - White, High Luminance | Metal - Chrome
765 | 2BC3 | 0 | 756727 | New Construction | N/A |  | 0 |  | 0 |  | 103326 | Point+HemiSpherical | 45632 |  | 53499 | REF TYPE MARK | 0 | B3B - 610x610mm | 0 | 86882 | 92603,92604,92605,92606,92607,92608,92609,103533,103534,103535,103536,103537,103538,103539,103540,103541 | 3nfyjyjOf1zQfCeH8h9jXv | 1 |  | M_Troffer Light - Parabolic Square:B3B - 610x610mm:B3B - 610x610mm:756727 |  | YES | N/A | 765 | N/A | 16777215 | N/A | N/A | N/A | N/A | N/A |  | 120 V/1-40 VA | N/A | Linked Revit Model : Clinic_A.rvt | UNSET |  |  | Level: Level 2 | UNSET | F | 0 | 2.680000 |  | 430.556417 | 0 | 0.050000 |  |  |  | 1.200000 |  |  | U-SHAPED, CRI=75 |  | N/A | UNSET | N/A | N/A | TRUE | N/A | 0 | N/A | 0 | 0 | 0 | 0 | 0 | UNSET | N/A | N/A | FIXED | N/A | Downlights | UNSET | N/A |  | N/A | N/A | N/A | 0 | L1 | 0 | N/A | N/A | N/A | 0 | UNSET | UNSET | 0 | 0 | 0 | 0 | 0 | [9 empty] | N/A |  |  |  | 23.80.70.11.14.11 |  |  | B3B |  |  |  | 1291.669250 | Lighting - Dwelling Unit | 1 | L42B | 4 |  |  | 3150.000000 | 32 | [8 empty] | Metal - Paint Finish - Dark Gray, Matte | Glass - White, High Luminance | Metal - Chrome
766 | 2BC3 | 0 | 756735 | New Construction | N/A |  | 0 |  | 0 |  | 103326 | Point+HemiSpherical | 45633 |  | 53500 | REF TYPE MARK | 0 | B3 - 610x610mm | 0 | 86881 | 92610,92611,92612,92613,92614,92615,92616,103543,103544,103545,103546,103547,103548,103549,103550,103551 | 3nfyjyjOf1zQfCeH8h9jXn | 1 |  | M_Troffer Light - Parabolic Square:B3 - 610x610mm:B3 - 610x610mm:756735 |  | NO | N/A | 766 | N/A | 16777215 | N/A | N/A | N/A | N/A | N/A |  | 120 V/1-40 VA | N/A | Linked Revit Model : Clinic_A.rvt | UNSET |  |  | Level: Level 2 | UNSET | F | 0 | 2.680000 |  | 430.556417 | 0 | 0.050000 |  |  |  | 1.200000 |  |  | U-SHAPED, CRI=75 |  | N/A | UNSET | N/A | N/A | TRUE | N/A | 0 | N/A | 0 | 0 | 0 | 0 | 0 | UNSET | N/A | N/A | FIXED | N/A | Downlights | UNSET | N/A |  | N/A | N/A | N/A | 0 | L1 | 0 | N/A | N/A | N/A | 0 | UNSET | UNSET | 0 | 0 | 0 | 0 | 0 | [9 empty] | N/A |  |  |  | 23.80.70.11.14.11 |  |  | B3 |  |  |  | 1291.669250 | Lighting - Dwelling Unit | 1 | L42B | 4 |  |  | 3150.000000 | 32 | [8 empty] | Metal - Paint Finish - Dark Gray, Matte | Glass - White, High Luminance | Metal - Chrome
1016 | 2BC3 | 0 | 784066 | New Construction | N/A |  | 0 |  | 0 |  | 103326 | Point+HemiSpherical | 45953 |  | 53819 | REF TYPE MARK | 0 | B3 - 610x610mm | 0 | 86631 | 94871,94872,94873,94874,94875,94876,94877,103543,103544,103545,103546,103547,103548,103549,103550,103551 | 0FGGKr9E19BvyMqqUqgngj | 1 |  | M_Troffer Light - Parabolic Square:B3 - 610x610mm:B3 - 610x610mm:784066 |  | NO | N/A | 1016 | N/A | 16777215 | N/A | N/A | N/A | N/A | N/A |  | 120 V/1-40 VA | N/A | Linked Revit Model : Clinic_A.rvt | UNSET |  |  | Level: Level 2 | UNSET | F | 0 | 2.680000 |  | 430.556417 | 0 | 0.050000 |  |  |  | 1.200000 |  |  | U-SHAPED, CRI=75 |  | N/A | UNSET | N/A | N/A | TRUE | N/A | 0 | N/A | 0 | 0 | 0 | 0 | 0 | UNSET | N/A | N/A | FIXED | N/A | Downlights | UNSET | N/A |  | N/A | N/A | N/A | 0 | L1 | 0 | N/A | N/A | N/A | 0 | UNSET | UNSET | 0 | 0 | 0 | 0 | 0 | [9 empty] | N/A |  |  |  | 23.80.70.11.14.11 |  |  | B3 |  |  |  | 1291.669250 | Lighting - Dwelling Unit | 1 | L42B | 4 |  |  | 3150.000000 | 32 | [8 empty] | Metal - Paint Finish - Dark Gray, Matte | Glass - White, High Luminance | Metal - Chrome
1511 | 2BC3 |  | 845878 | New Construction | N/A | [5 empty] | 103326 |  | 46200 |  | 43442 |  |  | Single Pole | 0 |  | 96378,96379,96380,96381,96382,96383,103554,103555,103556,103557,103558,103559 | 050aEzwQLErOVNO9YHeBPb | 1 |  | M_Lighting Switches:Single Pole:Single Pole:845878 |  |  | N/A | 1511 | N/A |  | N/A | N/A | N/A | N/A | N/A |  | 120 V/1-0 VA | N/A | Linked Revit Model : Clinic_A.rvt |  |  |  | Level: Level 2 |  |  |  | 1.200000 |  | 0.000000 | [5 empty] | 1.200000 |  |  |  |  | N/A | UNSET | N/A | N/A | TRUE | N/A | 0 | N/A | 0 | 0 | 0 | 0 | 0 | UNSET | N/A | N/A | FIXED | N/A | Switches | UNSET | N/A |  | N/A | N/A | N/A | 0 | L1 | 0 | N/A | N/A | N/A | 0 | [16 empty] | N/A |  |  |  | 23.80.50.11.14 | [7 empty] | Other |  | L42B | 4 | [5 empty] | 1291.669250 | 0.000000
2197 | 2BC3 |  | 950065 | New Construction | N/A | [5 empty] | 103326 |  | 46887 |  | 44113 |  |  | Standard | 0 |  | 100597,100598,100599,100600,100601,100602,103571,103572,103573,103574,103575 | 1k8p9C4S9CiONR7YL7KL5I | 1 |  | M_Duplex Receptacle:Standard:Standard:950065 |  |  | N/A | 2197 | N/A |  | N/A | N/A | N/A | N/A | N/A |  | 120 V/1-180 VA | N/A | Linked Revit Model : Clinic_A.rvt | UNSET |  |  | Level: Level 2 |  |  |  | 0.500000 | [7 empty] | 0.460000 |  |  |  |  | N/A | UNSET | N/A | N/A | TRUE | N/A | 0 | N/A | 0 | 0 | 0 | 0 | 0 | UNSET | N/A | N/A | FIXED | N/A | Ground Fault Receptacles | UNSET | N/A |  | N/A | N/A | N/A | 0 | L1 | 0 | N/A | N/A | N/A | 0 | [16 empty] | N/A |  |  |  | 23.80.50.11.17 | [7 empty] | Receptacle |  | N22B1 | 12 | [5 empty] | 1291.669250 | 0.000000 | 624 | 1937.503875 | TRUE
2314 | 2BC3 |  | 965014 | New Construction | N/A | [5 empty] | 103326 |  | 47004 |  | 44230 |  |  | Standard | 0 |  | 101299,101300,101301,101302,101303,101304,103571,103572,103573,103574,103575 | 2Ln8QrpTf9QOKf9KnjEvwA | 1 |  | M_Duplex Receptacle:Standard:Standard:965014 |  |  | N/A | 2314 | N/A |  | N/A | N/A | N/A | N/A | N/A |  | 120 V/1-180 VA | N/A | Linked Revit Model : Clinic_A.rvt | UNSET |  |  | Level: Level 2 |  |  |  | 0.500000 | [7 empty] | 0.460000 |  |  |  |  | N/A | UNSET | N/A | N/A | TRUE | N/A | 0 | N/A | 0 | 0 | 0 | 0 | 0 | UNSET | N/A | N/A | FIXED | N/A | Ground Fault Receptacles | UNSET | N/A |  | N/A | N/A | N/A | 0 | L1 | 0 | N/A | N/A | N/A | 0 | [16 empty] | N/A |  |  |  | 23.80.50.11.17 | [7 empty] | Receptacle |  | N22B1 | 12 | [5 empty] | 1291.669250 | 0.000000 | 741 | 1937.503875 | TRUE
768 | 2BC4 | 0 | 756757 | New Construction | N/A |  | 0 |  | 0 |  | 103090 | Point+HemiSpherical | 45635 |  | 53502 | REF TYPE MARK | 0 | B3 - 610x610mm | 0 | 86879 | 92624,92625,92626,92627,92628,92629,92630,103543,103544,103545,103546,103547,103548,103549,103550,103551 | 3nfyjyjOf1zQfCeH8h9j_R | 1 |  | M_Troffer Light - Parabolic Square:B3 - 610x610mm:B3 - 610x610mm:756757 |  | NO | N/A | 768 | N/A | 16777215 | N/A | N/A | N/A | N/A | N/A |  | 120 V/1-40 VA | N/A | Linked Revit Model : Clinic_A.rvt | UNSET |  |  | Level: Level 2 | UNSET | F | 0 | 2.680000 |  | 430.556417 | 0 | 0.050000 |  |  |  | 1.200000 |  |  | U-SHAPED, CRI=75 |  | N/A | UNSET | N/A | N/A | TRUE | N/A | 0 | N/A | 0 | 0 | 0 | 0 | 0 | UNSET | N/A | N/A | FIXED | N/A | Downlights | UNSET | N/A |  | N/A | N/A | N/A | 0 | L1 | 0 | N/A | N/A | N/A | 0 | UNSET | UNSET | 0 | 0 | 0 | 0 | 0 | [9 empty] | N/A |  |  |  | 23.80.70.11.14.11 |  |  | B3 |  |  |  | 1291.669250 | Lighting - Dwelling Unit | 1 | L42B | 4 |  |  | 3150.000000 | 32 | [8 empty] | Metal - Paint Finish - Dark Gray, Matte | Glass - White, High Luminance | Metal - Chrome
769 | 2BC4 | 0 | 756769 | New Construction | N/A |  | 0 |  | 0 |  | 103090 | Point+HemiSpherical | 45636 |  | 53503 | REF TYPE MARK | 0 | B3B - 610x610mm | 0 | 86878 | 92631,92632,92633,92634,92635,92636,92637,103533,103534,103535,103536,103537,103538,103539,103540,103541 | 3nfyjyjOf1zQfCeH8h9j_l | 1 |  | M_Troffer Light - Parabolic Square:B3B - 610x610mm:B3B - 610x610mm:756769 |  | YES | N/A | 769 | N/A | 16777215 | N/A | N/A | N/A | N/A | N/A |  | 120 V/1-40 VA | N/A | Linked Revit Model : Clinic_A.rvt | UNSET |  |  | Level: Level 2 | UNSET | F | 0 | 2.680000 |  | 430.556417 | 0 | 0.050000 |  |  |  | 1.200000 |  |  | U-SHAPED, CRI=75 |  | N/A | UNSET | N/A | N/A | TRUE | N/A | 0 | N/A | 0 | 0 | 0 | 0 | 0 | UNSET | N/A | N/A | FIXED | N/A | Downlights | UNSET | N/A |  | N/A | N/A | N/A | 0 | L1 | 0 | N/A | N/A | N/A | 0 | UNSET | UNSET | 0 | 0 | 0 | 0 | 0 | [9 empty] | N/A |  |  |  | 23.80.70.11.14.11 |  |  | B3B |  |  |  | 1291.669250 | Lighting - Dwelling Unit | 1 | L42B | 4 |  |  | 3150.000000 | 32 | [8 empty] | Metal - Paint Finish - Dark Gray, Matte | Glass - White, High Luminance | Metal - Chrome
1492 | 2BC4 |  | 843258 | New Construction | N/A | [5 empty] | 103090 |  | 46181 |  | 43423 |  |  | Single Pole | 0 |  | 96264,96265,96266,96267,96268,96269,103554,103555,103556,103557,103558,103559 | 050aEzwQLErOVNO9YHe8Ef | 1 |  | M_Lighting Switches:Single Pole:Single Pole:843258 |  |  | N/A | 1492 | N/A |  | N/A | N/A | N/A | N/A | N/A |  | 120 V/1-0 VA | N/A | Linked Revit Model : Clinic_A.rvt |  |  |  | Level: Level 2 |  |  |  | 1.200000 |  | 0.000000 | [5 empty] | 1.200000 |  |  |  |  | N/A | UNSET | N/A | N/A | TRUE | N/A | 0 | N/A | 0 | 0 | 0 | 0 | 0 | UNSET | N/A | N/A | FIXED | N/A | Switches | UNSET | N/A |  | N/A | N/A | N/A | 0 | L1 | 0 | N/A | N/A | N/A | 0 | [16 empty] | N/A |  |  |  | 23.80.50.11.14 | [7 empty] | Other |  | L42B | 4 | [5 empty] | 1291.669250 | 0.000000
2153 | 2BC4 |  | 945540 | New Construction | N/A | [5 empty] | 103090 |  | 46843 |  | 44069 |  |  | Standard | 0 |  | 100333,100334,100335,100336,100337,100338,103571,103572,103573,103574,103575 | 1k8p9C4S9CiONR7YL7KKFd | 1 |  | M_Duplex Receptacle:Standard:Standard:945540 |  |  | N/A | 2153 | N/A |  | N/A | N/A | N/A | N/A | N/A |  | 120 V/1-180 VA | N/A | Linked Revit Model : Clinic_A.rvt | UNSET |  |  | Level: Level 2 |  |  |  | 0.500000 | [7 empty] | 0.460000 |  |  |  |  | N/A | UNSET | N/A | N/A | TRUE | N/A | 0 | N/A | 0 | 0 | 0 | 0 | 0 | UNSET | N/A | N/A | FIXED | N/A | Ground Fault Receptacles | UNSET | N/A |  | N/A | N/A | N/A | 0 | L1 | 0 | N/A | N/A | N/A | 0 | [16 empty] | N/A |  |  |  | 23.80.50.11.17 | [7 empty] | Receptacle |  | N22B1 | 12 | [5 empty] | 1291.669250 | 0.000000 | 580 | 1937.503875 | TRUE
312 | 2BC5 | 0 | 1212926 | New Construction | N/A | Aluminum-Philips Chloride | 0 | F | 0 | Paint-Philips Chloride-Black | 103325 | Rectangle+Spherical | 46522 | 16 | 53854 | REF TYPE MARK | 0 | X1 | 0 | 86573 | 98259,98266,98273,98280,98287,98294,98301,103485,103486,103487,103488,103489,103490,103491,103492,103493,103494 | 2pPLOtLqj3mvLOgS0jdr7d | 1 | No Photometry Available | Exit Sign - Ceiling_Mount_Single:X1:X1:1212926 |  | NO | N/A | 312 | N/A | 16777215 | N/A | N/A | N/A | N/A | N/A | 0.225524 | Luminaire 120 V/1-4 VA | N/A | Linked Revit Model : Clinic_A.rvt | UNSET | 0.336550 | Not Available | Level: Level 2 | UNSET | F | 0 | 2.680000 | Plastic-Philips Chloride-Red | 40.902860 | 0 | 0.609600 | 0.120650 | 0.336550 | 0.225524 | 1.219200 | 12/27 (Dual Voltage - 120/277) | Not Available | LED | 1291.669250 | N/A | UNSET | N/A | N/A | TRUE | N/A | 0 | N/A | 0 | 0 | 0 | 0 | 0 | UNSET | N/A | N/A | FIXED | N/A | Emergency Lighting | UNSET | N/A | D5020200 | N/A | N/A | N/A | 0 | L1 | 0 | N/A | N/A | N/A | 0 | UNSET | UNSET | 0 | 0 | 0 | 0 | 0 | Horizontal | Not Available | Not Available | Not Available | Not Available | Matte Black w/Brushed Aluminum Face | Not Applicable | Red | 1 | N/A | Lighting Equipment | http://www.chloridesys.com/chloride/Chloridefixture.cfm?ID=3748 | http://www.chloridesys.com/chloride/ | 23.80.70.11.21 | CE-11400 | 55 Line LED Die Cast Aluminum Exit - Traditional | X1 | 55LA-1-12/27-R | 55LA-1-12/27-R
770 | 2BC5 | 0 | 756777 | New Construction | N/A |  | 0 |  | 0 |  | 103325 | Point+HemiSpherical | 45637 |  | 53504 | REF TYPE MARK | 0 | B3 - 610x610mm | 0 | 86877 | 92638,92639,92640,92641,92642,92643,92644,103543,103544,103545,103546,103547,103548,103549,103550,103551 | 3nfyjyjOf1zQfCeH8h9j_d | 1 |  | M_Troffer Light - Parabolic Square:B3 - 610x610mm:B3 - 610x610mm:756777 |  | NO | N/A | 770 | N/A | 16777215 | N/A | N/A | N/A | N/A | N/A |  | 120 V/1-40 VA | N/A | Linked Revit Model : Clinic_A.rvt | UNSET |  |  | Level: Level 2 | UNSET | F | 0 | 2.680000 |  | 430.556417 | 0 | 0.050000 |  |  |  | 1.200000 |  |  | U-SHAPED, CRI=75 |  | N/A | UNSET | N/A | N/A | TRUE | N/A | 0 | N/A | 0 | 0 | 0 | 0 | 0 | UNSET | N/A | N/A | FIXED | N/A | Downlights | UNSET | N/A |  | N/A | N/A | N/A | 0 | L1 | 0 | N/A | N/A | N/A | 0 | UNSET | UNSET | 0 | 0 | 0 | 0 | 0 | [9 empty] | N/A |  |  |  | 23.80.70.11.14.11 |  |  | B3 |  |  |  | 1291.669250 | Lighting - Dwelling Unit | 1 | L42B | 4 |  |  | 3150.000000 | 32 | [8 empty] | Metal - Paint Finish - Dark Gray, Matte | Glass - White, High Luminance | Metal - Chrome
771 | 2BC5 | 0 | 756787 | New Construction | N/A |  | 0 |  | 0 |  | 103325 | Point+HemiSpherical | 45638 |  | 53505 | REF TYPE MARK | 0 | B3B - 610x610mm | 0 | 86876 | 92645,92646,92647,92648,92649,92650,92651,103533,103534,103535,103536,103537,103538,103539,103540,103541 | 3nfyjyjOf1zQfCeH8h9j_z | 1 |  | M_Troffer Light - Parabolic Square:B3B - 610x610mm:B3B - 610x610mm:756787 |  | YES | N/A | 771 | N/A | 16777215 | N/A | N/A | N/A | N/A | N/A |  | 120 V/1-40 VA | N/A | Linked Revit Model : Clinic_A.rvt | UNSET |  |  | Level: Level 2 | UNSET | F | 0 | 2.680000 |  | 430.556417 | 0 | 0.050000 |  |  |  | 1.200000 |  |  | U-SHAPED, CRI=75 |  | N/A | UNSET | N/A | N/A | TRUE | N/A | 0 | N/A | 0 | 0 | 0 | 0 | 0 | UNSET | N/A | N/A | FIXED | N/A | Downlights | UNSET | N/A |  | N/A | N/A | N/A | 0 | L1 | 0 | N/A | N/A | N/A | 0 | UNSET | UNSET | 0 | 0 | 0 | 0 | 0 | [9 empty] | N/A |  |  |  | 23.80.70.11.14.11 |  |  | B3B |  |  |  | 1291.669250 | Lighting - Dwelling Unit | 1 | L42B | 4 |  |  | 3150.000000 | 32 | [8 empty] | Metal - Paint Finish - Dark Gray, Matte | Glass - White, High Luminance | Metal - Chrome
772 | 2BC5 | 0 | 756795 | New Construction | N/A |  | 0 |  | 0 |  | 103325 | Point+HemiSpherical | 45639 |  | 53506 | REF TYPE MARK | 0 | B3 - 610x610mm | 0 | 86875 | 92652,92653,92654,92655,92656,92657,92658,103543,103544,103545,103546,103547,103548,103549,103550,103551 | 3nfyjyjOf1zQfCeH8h9j_r | 1 |  | M_Troffer Light - Parabolic Square:B3 - 610x610mm:B3 - 610x610mm:756795 |  | NO | N/A | 772 | N/A | 16777215 | N/A | N/A | N/A | N/A | N/A |  | 120 V/1-40 VA | N/A | Linked Revit Model : Clinic_A.rvt | UNSET |  |  | Level: Level 2 | UNSET | F | 0 | 2.680000 |  | 430.556417 | 0 | 0.050000 |  |  |  | 1.200000 |  |  | U-SHAPED, CRI=75 |  | N/A | UNSET | N/A | N/A | TRUE | N/A | 0 | N/A | 0 | 0 | 0 | 0 | 0 | UNSET | N/A | N/A | FIXED | N/A | Downlights | UNSET | N/A |  | N/A | N/A | N/A | 0 | L1 | 0 | N/A | N/A | N/A | 0 | UNSET | UNSET | 0 | 0 | 0 | 0 | 0 | [9 empty] | N/A |  |  |  | 23.80.70.11.14.11 |  |  | B3 |  |  |  | 1291.669250 | Lighting - Dwelling Unit | 1 | L42B | 4 |  |  | 3150.000000 | 32 | [8 empty] | Metal - Paint Finish - Dark Gray, Matte | Glass - White, High Luminance | Metal - Chrome
773 | 2BC5 | 0 | 756805 | New Construction | N/A |  | 0 |  | 0 |  | 103325 | Point+HemiSpherical | 45640 |  | 53507 | REF TYPE MARK | 0 | B3 - 610x610mm | 0 | 86874 | 92659,92660,92661,92662,92663,92664,92665,103543,103544,103545,103546,103547,103548,103549,103550,103551 | 3nfyjyjOf1zQfCeH8h9j$B | 1 |  | M_Troffer Light - Parabolic Square:B3 - 610x610mm:B3 - 610x610mm:756805 |  | NO | N/A | 773 | N/A | 16777215 | N/A | N/A | N/A | N/A | N/A |  | 120 V/1-40 VA | N/A | Linked Revit Model : Clinic_A.rvt | UNSET |  |  | Level: Level 2 | UNSET | F | 0 | 2.680000 |  | 430.556417 | 0 | 0.050000 |  |  |  | 1.200000 |  |  | U-SHAPED, CRI=75 |  | N/A | UNSET | N/A | N/A | TRUE | N/A | 0 | N/A | 0 | 0 | 0 | 0 | 0 | UNSET | N/A | N/A | FIXED | N/A | Downlights | UNSET | N/A |  | N/A | N/A | N/A | 0 | L1 | 0 | N/A | N/A | N/A | 0 | UNSET | UNSET | 0 | 0 | 0 | 0 | 0 | [9 empty] | N/A |  |  |  | 23.80.70.11.14.11 |  |  | B3 |  |  |  | 1291.669250 | Lighting - Dwelling Unit | 1 | L42B | 4 |  |  | 3150.000000 | 32 | [8 empty] | Metal - Paint Finish - Dark Gray, Matte | Glass - White, High Luminance | Metal - Chrome
774 | 2BC5 | 0 | 756813 | New Construction | N/A |  | 0 |  | 0 |  | 103325 | Point+HemiSpherical | 45641 |  | 53508 | REF TYPE MARK | 0 | B3B - 610x610mm | 0 | 86873 | 92666,92667,92668,92669,92670,92671,92672,103533,103534,103535,103536,103537,103538,103539,103540,103541 | 3nfyjyjOf1zQfCeH8h9j$3 | 1 |  | M_Troffer Light - Parabolic Square:B3B - 610x610mm:B3B - 610x610mm:756813 |  | YES | N/A | 774 | N/A | 16777215 | N/A | N/A | N/A | N/A | N/A |  | 120 V/1-40 VA | N/A | Linked Revit Model : Clinic_A.rvt | UNSET |  |  | Level: Level 2 | UNSET | F | 0 | 2.680000 |  | 430.556417 | 0 | 0.050000 |  |  |  | 1.200000 |  |  | U-SHAPED, CRI=75 |  | N/A | UNSET | N/A | N/A | TRUE | N/A | 0 | N/A | 0 | 0 | 0 | 0 | 0 | UNSET | N/A | N/A | FIXED | N/A | Downlights | UNSET | N/A |  | N/A | N/A | N/A | 0 | L1 | 0 | N/A | N/A | N/A | 0 | UNSET | UNSET | 0 | 0 | 0 | 0 | 0 | [9 empty] | N/A |  |  |  | 23.80.70.11.14.11 |  |  | B3B |  |  |  | 1291.669250 | Lighting - Dwelling Unit | 1 | L42B | 4 |  |  | 3150.000000 | 32 | [8 empty] | Metal - Paint Finish - Dark Gray, Matte | Glass - White, High Luminance | Metal - Chrome
1484 | 2BC5 |  | 841296 | New Construction | N/A | [5 empty] | 103325 |  | 46172 |  | 43415 |  |  | Single Pole | 0 |  | 96203,96204,96205,96206,96207,96208,103554,103555,103556,103557,103558,103559 | 050aEzwQLErOVNO9YHe8W3 | 1 |  | M_Lighting Switches:Single Pole:Single Pole:841296 |  |  | N/A | 1484 | N/A |  | N/A | N/A | N/A | N/A | N/A |  | 120 V/1-0 VA | N/A | Linked Revit Model : Clinic_A.rvt |  |  |  | Level: Level 2 |  |  |  | 1.200000 |  | 0.000000 | [5 empty] | 1.200000 |  |  |  |  | N/A | UNSET | N/A | N/A | TRUE | N/A | 0 | N/A | 0 | 0 | 0 | 0 | 0 | UNSET | N/A | N/A | FIXED | N/A | Switches | UNSET | N/A |  | N/A | N/A | N/A | 0 | L1 | 0 | N/A | N/A | N/A | 0 | [16 empty] | N/A |  |  |  | 23.80.50.11.14 | [7 empty] | Other |  | L42B | 4 | [5 empty] | 1291.669250 | 0.000000
1491 | 2BC5 |  | 843150 | New Construction | N/A | [5 empty] | 103325 |  | 46180 |  | 43422 |  |  | Single Pole | 0 |  | 96258,96259,96260,96261,96262,96263,103554,103555,103556,103557,103558,103559 | 050aEzwQLErOVNO9YHe8FT | 1 |  | M_Lighting Switches:Single Pole:Single Pole:843150 |  |  | N/A | 1491 | N/A |  | N/A | N/A | N/A | N/A | N/A |  | 120 V/1-0 VA | N/A | Linked Revit Model : Clinic_A.rvt |  |  |  | Level: Level 2 |  |  |  | 1.200000 |  | 0.000000 | [5 empty] | 1.200000 |  |  |  |  | N/A | UNSET | N/A | N/A | TRUE | N/A | 0 | N/A | 0 | 0 | 0 | 0 | 0 | UNSET | N/A | N/A | FIXED | N/A | Switches | UNSET | N/A |  | N/A | N/A | N/A | 0 | L1 | 0 | N/A | N/A | N/A | 0 | [16 empty] | N/A |  |  |  | 23.80.50.11.14 | [7 empty] | Other |  | L42B | 4 | [5 empty] | 1291.669250 | 0.000000
2151 | 2BC5 |  | 945432 | New Construction | N/A | [5 empty] | 103325 |  | 46841 |  | 44067 |  |  | Standard | 0 |  | 100321,100322,100323,100324,100325,100326,103571,103572,103573,103574,103575 | 1k8p9C4S9CiONR7YL7KKDx | 1 |  | M_Duplex Receptacle:Standard:Standard:945432 |  |  | N/A | 2151 | N/A |  | N/A | N/A | N/A | N/A | N/A |  | 120 V/1-180 VA | N/A | Linked Revit Model : Clinic_A.rvt | UNSET |  |  | Level: Level 2 |  |  |  | 0.500000 | [7 empty] | 0.460000 |  |  |  |  | N/A | UNSET | N/A | N/A | TRUE | N/A | 0 | N/A | 0 | 0 | 0 | 0 | 0 | UNSET | N/A | N/A | FIXED | N/A | Ground Fault Receptacles | UNSET | N/A |  | N/A | N/A | N/A | 0 | L1 | 0 | N/A | N/A | N/A | 0 | [16 empty] | N/A |  |  |  | 23.80.50.11.17 | [7 empty] | Receptacle |  | N22B1 | 14 | [5 empty] | 1291.669250 | 0.000000 | 578 | 1937.503875 | TRUE
2164 | 2BC5 |  | 946534 | New Construction | N/A | [5 empty] | 103325 |  | 46854 |  | 44080 |  |  | Standard | 0 |  | 100399,100400,100401,100402,100403,100404,103571,103572,103573,103574,103575 | 1k8p9C4S9CiONR7YL7KLy5 | 1 |  | M_Duplex Receptacle:Standard:Standard:946534 |  |  | N/A | 2164 | N/A |  | N/A | N/A | N/A | N/A | N/A |  | 120 V/1-180 VA | N/A | Linked Revit Model : Clinic_A.rvt | UNSET |  |  | Level: Level 2 |  |  |  | 0.500000 | [7 empty] | 0.460000 |  |  |  |  | N/A | UNSET | N/A | N/A | TRUE | N/A | 0 | N/A | 0 | 0 | 0 | 0 | 0 | UNSET | N/A | N/A | FIXED | N/A | Ground Fault Receptacles | UNSET | N/A |  | N/A | N/A | N/A | 0 | L1 | 0 | N/A | N/A | N/A | 0 | [16 empty] | N/A |  |  |  | 23.80.50.11.17 | [7 empty] | Receptacle |  | N22B1 | 14 | [5 empty] | 1291.669250 | 0.000000 | 591 | 1937.503875 | TRUE
313 | 2BC6 | 0 | 1212883 | New Construction | N/A | Aluminum-Philips Chloride | 0 | F | 0 | Paint-Philips Chloride-Black | 103157 | Rectangle+Spherical | 46545 | 16 | 53855 | REF TYPE MARK | 0 | X1 | 0 | 86574 | 98398,98405,98412,98419,98426,98433,98440,103485,103486,103487,103488,103489,103490,103491,103492,103493,103494 | 2pPLOtLqj3mvLOgS0jdr7A | 1 | No Photometry Available | Exit Sign - Ceiling_Mount_Single:X1:X1:1212883 |  | NO | N/A | 313 | N/A | 16777215 | N/A | N/A | N/A | N/A | N/A | 0.225524 | Luminaire 120 V/1-4 VA | N/A | Linked Revit Model : Clinic_A.rvt | UNSET | 0.336550 | Not Available | Level: Level 2 | UNSET | F | 0 | 2.680000 | Plastic-Philips Chloride-Red | 40.902860 | 0 | 0.609600 | 0.120650 | 0.336550 | 0.225524 | 1.219200 | 12/27 (Dual Voltage - 120/277) | Not Available | LED | 1291.669250 | N/A | UNSET | N/A | N/A | TRUE | N/A | 0 | N/A | 0 | 0 | 0 | 0 | 0 | UNSET | N/A | N/A | FIXED | N/A | Emergency Lighting | UNSET | N/A | D5020200 | N/A | N/A | N/A | 0 | L1 | 0 | N/A | N/A | N/A | 0 | UNSET | UNSET | 0 | 0 | 0 | 0 | 0 | Horizontal | Not Available | Not Available | Not Available | Not Available | Matte Black w/Brushed Aluminum Face | Not Applicable | Red | 1 | N/A | Lighting Equipment | http://www.chloridesys.com/chloride/Chloridefixture.cfm?ID=3748 | http://www.chloridesys.com/chloride/ | 23.80.70.11.21 | CE-11400 | 55 Line LED Die Cast Aluminum Exit - Traditional | X1 | 55LA-1-12/27-R | 55LA-1-12/27-R
775 | 2BC6 | 0 | 756823 | New Construction | N/A |  | 0 |  | 0 |  | 103157 | Point+HemiSpherical | 45642 |  | 53509 | REF TYPE MARK | 0 | B3 - 610x610mm | 0 | 86872 | 92673,92674,92675,92676,92677,92678,92679,103543,103544,103545,103546,103547,103548,103549,103550,103551 | 3nfyjyjOf1zQfCeH8h9j$P | 1 |  | M_Troffer Light - Parabolic Square:B3 - 610x610mm:B3 - 610x610mm:756823 |  | NO | N/A | 775 | N/A | 16777215 | N/A | N/A | N/A | N/A | N/A |  | 120 V/1-40 VA | N/A | Linked Revit Model : Clinic_A.rvt | UNSET |  |  | Level: Level 2 | UNSET | F | 0 | 2.680000 |  | 430.556417 | 0 | 0.050000 |  |  |  | 1.200000 |  |  | U-SHAPED, CRI=75 |  | N/A | UNSET | N/A | N/A | TRUE | N/A | 0 | N/A | 0 | 0 | 0 | 0 | 0 | UNSET | N/A | N/A | FIXED | N/A | Downlights | UNSET | N/A |  | N/A | N/A | N/A | 0 | L1 | 0 | N/A | N/A | N/A | 0 | UNSET | UNSET | 0 | 0 | 0 | 0 | 0 | [9 empty] | N/A |  |  |  | 23.80.70.11.14.11 |  |  | B3 |  |  |  | 1291.669250 | Lighting - Dwelling Unit | 1 | L42B | 4 |  |  | 3150.000000 | 32 | [8 empty] | Metal - Paint Finish - Dark Gray, Matte | Glass - White, High Luminance | Metal - Chrome
776 | 2BC6 | 0 | 756831 | New Construction | N/A |  | 0 |  | 0 |  | 103157 | Point+HemiSpherical | 45643 |  | 53510 | REF TYPE MARK | 0 | B3B - 610x610mm | 0 | 86871 | 92680,92681,92682,92683,92684,92685,92686,103533,103534,103535,103536,103537,103538,103539,103540,103541 | 3nfyjyjOf1zQfCeH8h9j$H | 1 |  | M_Troffer Light - Parabolic Square:B3B - 610x610mm:B3B - 610x610mm:756831 |  | YES | N/A | 776 | N/A | 16777215 | N/A | N/A | N/A | N/A | N/A |  | 120 V/1-40 VA | N/A | Linked Revit Model : Clinic_A.rvt | UNSET |  |  | Level: Level 2 | UNSET | F | 0 | 2.680000 |  | 430.556417 | 0 | 0.050000 |  |  |  | 1.200000 |  |  | U-SHAPED, CRI=75 |  | N/A | UNSET | N/A | N/A | TRUE | N/A | 0 | N/A | 0 | 0 | 0 | 0 | 0 | UNSET | N/A | N/A | FIXED | N/A | Downlights | UNSET | N/A |  | N/A | N/A | N/A | 0 | L1 | 0 | N/A | N/A | N/A | 0 | UNSET | UNSET | 0 | 0 | 0 | 0 | 0 | [9 empty] | N/A |  |  |  | 23.80.70.11.14.11 |  |  | B3B |  |  |  | 1291.669250 | Lighting - Dwelling Unit | 1 | L42B | 4 |  |  | 3150.000000 | 32 | [8 empty] | Metal - Paint Finish - Dark Gray, Matte | Glass - White, High Luminance | Metal - Chrome
1482 | 2BC6 |  | 840967 | New Construction | N/A | [5 empty] | 103157 |  | 46170 |  | 43413 |  |  | Single Pole | 0 |  | 96191,96192,96193,96194,96195,96196,103554,103555,103556,103557,103558,103559 | 050aEzwQLErOVNO9YHe8jK | 1 |  | M_Lighting Switches:Single Pole:Single Pole:840967 |  |  | N/A | 1482 | N/A |  | N/A | N/A | N/A | N/A | N/A |  | 120 V/1-0 VA | N/A | Linked Revit Model : Clinic_A.rvt |  |  |  | Level: Level 2 |  |  |  | 1.200000 |  | 0.000000 | [5 empty] | 1.200000 |  |  |  |  | N/A | UNSET | N/A | N/A | TRUE | N/A | 0 | N/A | 0 | 0 | 0 | 0 | 0 | UNSET | N/A | N/A | FIXED | N/A | Switches | UNSET | N/A |  | N/A | N/A | N/A | 0 | L1 | 0 | N/A | N/A | N/A | 0 | [16 empty] | N/A |  |  |  | 23.80.50.11.14 | [7 empty] | Other |  | L42B | 4 | [5 empty] | 1291.669250 | 0.000000
1483 | 2BC6 |  | 841093 | New Construction | N/A | [5 empty] | 103157 |  | 46171 |  | 43414 |  |  | Single Pole | 0 |  | 96197,96198,96199,96200,96201,96202,103554,103555,103556,103557,103558,103559 | 050aEzwQLErOVNO9YHe8lM | 1 |  | M_Lighting Switches:Single Pole:Single Pole:841093 |  |  | N/A | 1483 | N/A |  | N/A | N/A | N/A | N/A | N/A |  | 120 V/1-0 VA | N/A | Linked Revit Model : Clinic_A.rvt |  |  |  | Level: Level 2 |  |  |  | 1.200000 |  | 0.000000 | [5 empty] | 1.200000 |  |  |  |  | N/A | UNSET | N/A | N/A | TRUE | N/A | 0 | N/A | 0 | 0 | 0 | 0 | 0 | UNSET | N/A | N/A | FIXED | N/A | Switches | UNSET | N/A |  | N/A | N/A | N/A | 0 | L1 | 0 | N/A | N/A | N/A | 0 | [16 empty] | N/A |  |  |  | 23.80.50.11.14 | [7 empty] | Other |  | L42B | 4 | [5 empty] | 1291.669250 | 0.000000
2192 | 2BC6 |  | 949277 | New Construction | N/A | [5 empty] | 103157 |  | 46882 |  | 44108 |  |  | Standard | 0 |  | 100567,100568,100569,100570,100571,100572,103571,103572,103573,103574,103575 | 1k8p9C4S9CiONR7YL7KL9_ | 1 |  | M_Duplex Receptacle:Standard:Standard:949277 |  |  | N/A | 2192 | N/A |  | N/A | N/A | N/A | N/A | N/A |  | 120 V/1-180 VA | N/A | Linked Revit Model : Clinic_A.rvt | UNSET |  |  | Level: Level 2 |  |  |  | 0.500000 | [7 empty] | 0.460000 |  |  |  |  | N/A | UNSET | N/A | N/A | TRUE | N/A | 0 | N/A | 0 | 0 | 0 | 0 | 0 | UNSET | N/A | N/A | FIXED | N/A | Ground Fault Receptacles | UNSET | N/A |  | N/A | N/A | N/A | 0 | L1 | 0 | N/A | N/A | N/A | 0 | [16 empty] | N/A |  |  |  | 23.80.50.11.17 | [7 empty] | Receptacle |  | N22B1 | 28 | [5 empty] | 1291.669250 | 0.000000 | 619 | 1937.503875 | TRUE
947 | 2B01 | 0 | 772253 | New Construction | N/A |  | 0 |  | 0 |  | 103230 | Point+HemiSpherical | 45814 |  | 53681 | REF TYPE MARK | 0 | B1 - 0610x1219mm | 0 | 86700 | 93877,93878,93879,93880,93881,93882,93883,103561,103562,103563,103564,103565,103566,103567,103568,103569 | 0yuotxu8DEgv2qMIt$xNye | 1 |  | M_Troffer Light - Parabolic Rectangular:B1 - 0610x1219mm:B1 - 0610x1219mm:772253 |  | NO | N/A | 947 | N/A | 16777215 | N/A | N/A | N/A | N/A | N/A |  | 120 V/1-80 VA | N/A | <not associated> | UNSET |  |  | Level: Level 2 | UNSET | F | 0 | 2.680000 |  | 861.112833 | 0 | 0.050000 |  |  |  | 1.200000 |  |  | T8, 1219mm, RAPID START, CRI=75 |  | N/A | UNSET | N/A | N/A | TRUE | N/A | 0 | N/A | 0 | 0 | 0 | 0 | 0 | UNSET | N/A | N/A | FIXED | N/A | Downlights | UNSET | N/A | D5020210 | N/A | N/A | N/A | 0 | L1 | 0 | N/A | N/A | N/A | 0 | UNSET | UNSET | 0 | 0 | 0 | 0 | 0 | [9 empty] | N/A | Lighting - Fluorescent |  |  | 23.80.70.11.14.11 |  |  | B1 |  |  |  | 1291.669250 | Lighting - Dwelling Unit | 1 | L42B | 1 |  |  | 2900.000000 | 32 | [8 empty] | Metal - Paint Finish - Dark Gray, Matte | Glass - White, High Luminance | Metal - Chrome
948 | 2B01 | 0 | 772330 | New Construction | N/A |  | 0 |  | 0 |  | 103230 | Point+HemiSpherical | 45815 |  | 53682 | REF TYPE MARK | 0 | B1 - 0610x1219mm | 0 | 86699 | 93884,93885,93886,93887,93888,93889,93890,103561,103562,103563,103564,103565,103566,103567,103568,103569 | 0yuotxu8DEgv2qMIt$xNzV | 1 |  | M_Troffer Light - Parabolic Rectangular:B1 - 0610x1219mm:B1 - 0610x1219mm:772330 |  | NO | N/A | 948 | N/A | 16777215 | N/A | N/A | N/A | N/A | N/A |  | 120 V/1-80 VA | N/A | Linked Revit Model : Clinic_A.rvt | UNSET |  |  | Level: Level 2 | UNSET | F | 0 | 2.680000 |  | 861.112833 | 0 | 0.050000 |  |  |  | 1.200000 |  |  | T8, 1219mm, RAPID START, CRI=75 |  | N/A | UNSET | N/A | N/A | TRUE | N/A | 0 | N/A | 0 | 0 | 0 | 0 | 0 | UNSET | N/A | N/A | FIXED | N/A | Downlights | UNSET | N/A | D5020210 | N/A | N/A | N/A | 0 | L1 | 0 | N/A | N/A | N/A | 0 | UNSET | UNSET | 0 | 0 | 0 | 0 | 0 | [9 empty] | N/A | Lighting - Fluorescent |  |  | 23.80.70.11.14.11 |  |  | B1 |  |  |  | 1291.669250 | Lighting - Dwelling Unit | 1 | L42B | 1 |  |  | 2900.000000 | 32 | [8 empty] | Metal - Paint Finish - Dark Gray, Matte | Glass - White, High Luminance | Metal - Chrome
1490 | 2B01 |  | 843118 | New Construction | N/A | [5 empty] | 103230 |  | 46179 |  | 43421 |  |  | Single Pole | 0 |  | 96252,96253,96254,96255,96256,96257,103554,103555,103556,103557,103558,103559 | 050aEzwQLErOVNO9YHe8Cz | 1 |  | M_Lighting Switches:Single Pole:Single Pole:843118 |  |  | N/A | 1490 | N/A |  | N/A | N/A | N/A | N/A | N/A |  | 120 V/1-0 VA | N/A | Linked Revit Model : Clinic_A.rvt |  |  |  | Level: Level 2 |  |  |  | 1.200000 |  | 0.000000 | [5 empty] | 1.200000 |  |  |  |  | N/A | UNSET | N/A | N/A | TRUE | N/A | 0 | N/A | 0 | 0 | 0 | 0 | 0 | UNSET | N/A | N/A | FIXED | N/A | Switches | UNSET | N/A |  | N/A | N/A | N/A | 0 | L1 | 0 | N/A | N/A | N/A | 0 | [16 empty] | N/A |  |  |  | 23.80.50.11.14 | [7 empty] | Other |  | L42B | 1 | [5 empty] | 1291.669250 | 0.000000
2124 | 2B01 |  | 941631 | New Construction | N/A | [5 empty] | 103230 |  | 46814 |  | 44040 |  |  | Standard | 0 |  | 100159,100160,100161,100162,100163,100164,103571,103572,103573,103574,103575 | 1k8p9C4S9CiONR7YL7KN1S | 1 |  | M_Duplex Receptacle:Standard:Standard:941631 |  |  | N/A | 2124 | N/A |  | N/A | N/A | N/A | N/A | N/A |  | 120 V/1-180 VA | N/A | Linked Revit Model : Clinic_A.rvt | UNSET |  |  | Level: Level 2 |  |  |  | 0.500000 | [7 empty] | 0.460000 |  |  |  |  | N/A | UNSET | N/A | N/A | TRUE | N/A | 0 | N/A | 0 | 0 | 0 | 0 | 0 | UNSET | N/A | N/A | FIXED | N/A | Ground Fault Receptacles | UNSET | N/A |  | N/A | N/A | N/A | 0 | L1 | 0 | N/A | N/A | N/A | 0 | [16 empty] | N/A |  |  |  | 23.80.50.11.17 | [7 empty] | Receptacle |  | N22B1 | 8 | [5 empty] | 1291.669250 | 0.000000 | 551 | 1937.503875 | TRUE
2125 | 2B01 |  | 941789 | New Construction | N/A | [5 empty] | 103230 |  | 46815 |  | 44041 |  |  | Standard | 0 |  | 100165,100166,100167,100168,100169,100170,103571,103572,103573,103574,103575 | 1k8p9C4S9CiONR7YL7KN2_ | 1 |  | M_Duplex Receptacle:Standard:Standard:941789 |  |  | N/A | 2125 | N/A |  | N/A | N/A | N/A | N/A | N/A |  | 120 V/1-180 VA | N/A | Linked Revit Model : Clinic_A.rvt | UNSET |  |  | Level: Level 2 |  |  |  | 0.500000 | [7 empty] | 0.460000 |  |  |  |  | N/A | UNSET | N/A | N/A | TRUE | N/A | 0 | N/A | 0 | 0 | 0 | 0 | 0 | UNSET | N/A | N/A | FIXED | N/A | Ground Fault Receptacles | UNSET | N/A |  | N/A | N/A | N/A | 0 | L1 | 0 | N/A | N/A | N/A | 0 | [16 empty] | N/A |  |  |  | 23.80.50.11.17 | [7 empty] | Receptacle |  | N22B1 | 8 | [5 empty] | 1291.669250 | 0.000000 | 552 | 1937.503875 | TRUE
2126 | 2B01 |  | 941833 | New Construction | N/A | [5 empty] | 103230 |  | 46816 |  | 44042 |  |  | Standard | 0 |  | 100171,100172,100173,100174,100175,100176,103571,103572,103573,103574,103575 | 1k8p9C4S9CiONR7YL7KN5g | 1 |  | M_Duplex Receptacle:Standard:Standard:941833 |  |  | N/A | 2126 | N/A |  | N/A | N/A | N/A | N/A | N/A |  | 120 V/1-180 VA | N/A | Linked Revit Model : Clinic_A.rvt | UNSET |  |  | Level: Level 2 |  |  |  | 0.500000 | [7 empty] | 0.460000 |  |  |  |  | N/A | UNSET | N/A | N/A | TRUE | N/A | 0 | N/A | 0 | 0 | 0 | 0 | 0 | UNSET | N/A | N/A | FIXED | N/A | Ground Fault Receptacles | UNSET | N/A |  | N/A | N/A | N/A | 0 | L1 | 0 | N/A | N/A | N/A | 0 | [16 empty] | N/A |  |  |  | 23.80.50.11.17 | [7 empty] | Receptacle |  | N22B1 | 8 | [5 empty] | 1291.669250 | 0.000000 | 553 | 1937.503875 | TRUE
2127 | 2B01 |  | 941909 | New Construction | N/A | [5 empty] | 103230 |  | 46817 |  | 44043 |  |  | Standard | 0 |  | 100177,100178,100179,100180,100181,100182,103571,103572,103573,103574,103575 | 1k8p9C4S9CiONR7YL7KN4s | 1 |  | M_Duplex Receptacle:Standard:Standard:941909 |  |  | N/A | 2127 | N/A |  | N/A | N/A | N/A | N/A | N/A |  | 120 V/1-180 VA | N/A | Linked Revit Model : Clinic_A.rvt | UNSET |  |  | Level: Level 2 |  |  |  | 0.500000 | [7 empty] | 0.460000 |  |  |  |  | N/A | UNSET | N/A | N/A | TRUE | N/A | 0 | N/A | 0 | 0 | 0 | 0 | 0 | UNSET | N/A | N/A | FIXED | N/A | Ground Fault Receptacles | UNSET | N/A |  | N/A | N/A | N/A | 0 | L1 | 0 | N/A | N/A | N/A | 0 | [16 empty] | N/A |  |  |  | 23.80.50.11.17 | [7 empty] | Receptacle |  | N22B1 | 8 | [5 empty] | 1291.669250 | 0.000000 | 554 | 1937.503875 | TRUE
1034 | 2B2 | 0 | 843057 | New Construction | N/A |  | 0 |  | 0 |  | 102991 | Point+HemiSpherical | 46178 |  | 53843 | REF TYPE MARK | 0 | Q1 - 1219mm | 0 | 86613 | 96244,96245,96246,96247,96248,96249,96250,103200,103201,103202,103203,103204,103205,103206,103207,103220 | 050aEzwQLErOVNO9YHe8DY | 1 |  | M_Pendant Light - Linear:Q1 - 1219mm:Q1 - 1219mm:843057 |  | NO | N/A | 1034 | N/A | 16777215 | N/A | N/A | N/A | N/A | N/A |  | 120 V/1-150 VA | N/A | <not associated> | UNSET |  |  | Level: Level 2 | UNSET | F | 0 | 4.680000 |  | 1614.586563 | 0 | 0.050000 |  |  |  | 1.200000 |  |  | T8, 1219mm, RAPID START, CRI=75 |  | N/A | UNSET | N/A | N/A | TRUE | N/A | 0 | N/A | 0 | 0 | 0 | 0 | 0 | UNSET | N/A | N/A | FIXED | N/A | General Luminaries, Non Directional | UNSET | N/A |  | N/A | N/A | N/A | 0 | L1 | 0 | N/A | N/A | N/A | 0 | UNSET | UNSET | 0 | 0 | 0 | 0 | 0 | [9 empty] | N/A |  |  |  | 23.80.70.11.11 |  |  | Q1 |  |  |  | 1291.669250 | Lighting - Dwelling Unit | 1 | L42B | 1 |  |  | 2900.000000 | 32 | [9 empty] | Glass - White, High Luminance |  | 2.400000 | 0.300000 | Metal - Paint Finish - Ivory, Glossy | Metal - Paint Finish - Ivory, Glossy
1489 | 2B2 |  | 842128 | New Construction | N/A | [5 empty] | 102991 |  | 46177 |  | 43420 |  |  | Single Pole | 0 |  | 96237,96238,96239,96240,96241,96242,103554,103555,103556,103557,103558,103559 | 050aEzwQLErOVNO9YHe8V3 | 1 |  | M_Lighting Switches:Single Pole:Single Pole:842128 |  |  | N/A | 1489 | N/A |  | N/A | N/A | N/A | N/A | N/A |  | 120 V/1-0 VA | N/A | <not associated> |  |  |  | Level: Level 2 |  |  |  | 1.200000 |  | 0.000000 | [5 empty] | 1.200000 |  |  |  |  | N/A | UNSET | N/A | N/A | TRUE | N/A | 0 | N/A | 0 | 0 | 0 | 0 | 0 | UNSET | N/A | N/A | FIXED | N/A | Switches | UNSET | N/A |  | N/A | N/A | N/A | 0 | L1 | 0 | N/A | N/A | N/A | 0 | [16 empty] | N/A |  |  |  | 23.80.50.11.14 | [7 empty] | Other |  | L42B | 1 | [5 empty] | 1291.669250 | 0.000000
2150 | 2B2 |  | 945103 | New Construction | N/A | [5 empty] | 102991 |  | 46840 |  | 44066 |  |  | Standard | 0 |  | 100315,100316,100317,100318,100319,100320,103571,103572,103573,103574,103575 | 1k8p9C4S9CiONR7YL7KKMi | 1 |  | M_Duplex Receptacle:Standard:Standard:945103 |  |  | N/A | 2150 | N/A |  | N/A | N/A | N/A | N/A | N/A |  | 120 V/1-180 VA | N/A | Linked Revit Model : Clinic_A.rvt | UNSET |  |  | Level: Level 2 |  |  |  | 0.500000 | [7 empty] | 0.460000 |  |  |  |  | N/A | UNSET | N/A | N/A | TRUE | N/A | 0 | N/A | 0 | 0 | 0 | 0 | 0 | UNSET | N/A | N/A | FIXED | N/A | Ground Fault Receptacles | UNSET | N/A |  | N/A | N/A | N/A | 0 | L1 | 0 | N/A | N/A | N/A | 0 | [16 empty] | N/A |  |  |  | 23.80.50.11.17 | [7 empty] | Receptacle |  | N22B1 | 14 | [5 empty] | 1291.669250 | 0.000000 | 577 | 1937.503875 | TRUE
878 | 2B3 | 0 | 766284 | New Construction | N/A |  | 0 |  | 0 |  | 103324 | Point+HemiSpherical | 45745 |  | 53612 | REF TYPE MARK | 0 | B1 - 0610x1219mm | 0 | 86769 | 93394,93395,93396,93397,93398,93399,93400,103561,103562,103563,103564,103565,103566,103567,103568,103569 | 3nfyjyjOf1zQfCeH8h9kB2 | 1 |  | M_Troffer Light - Parabolic Rectangular:B1 - 0610x1219mm:B1 - 0610x1219mm:766284 |  | NO | N/A | 878 | N/A | 16777215 | N/A | N/A | N/A | N/A | N/A |  | 120 V/1-80 VA | N/A | Linked Revit Model : Clinic_A.rvt | UNSET |  |  | Level: Level 2 | UNSET | F | 0 | 2.680000 |  | 861.112833 | 0 | 0.050000 |  |  |  | 1.200000 |  |  | T8, 1219mm, RAPID START, CRI=75 |  | N/A | UNSET | N/A | N/A | TRUE | N/A | 0 | N/A | 0 | 0 | 0 | 0 | 0 | UNSET | N/A | N/A | FIXED | N/A | Downlights | UNSET | N/A | D5020210 | N/A | N/A | N/A | 0 | L1 | 0 | N/A | N/A | N/A | 0 | UNSET | UNSET | 0 | 0 | 0 | 0 | 0 | [9 empty] | N/A | Lighting - Fluorescent |  |  | 23.80.70.11.14.11 |  |  | B1 |  |  |  | 1291.669250 | Lighting - Dwelling Unit | 1 | L42B | 1 |  |  | 2900.000000 | 32 | [8 empty] | Metal - Paint Finish - Dark Gray, Matte | Glass - White, High Luminance | Metal - Chrome
879 | 2B3 | 0 | 766379 | New Construction | N/A |  | 0 |  | 0 |  | 103324 | Point+HemiSpherical | 45746 |  | 53613 | REF TYPE MARK | 0 | B1 - 0610x1219mm | 0 | 86768 | 93401,93402,93403,93404,93405,93406,93407,103561,103562,103563,103564,103565,103566,103567,103568,103569 | 3nfyjyjOf1zQfCeH8h9k8b | 1 |  | M_Troffer Light - Parabolic Rectangular:B1 - 0610x1219mm:B1 - 0610x1219mm:766379 |  | NO | N/A | 879 | N/A | 16777215 | N/A | N/A | N/A | N/A | N/A |  | 120 V/1-80 VA | N/A | Linked Revit Model : Clinic_A.rvt | UNSET |  |  | Level: Level 2 | UNSET | F | 0 | 2.680000 |  | 861.112833 | 0 | 0.050000 |  |  |  | 1.200000 |  |  | T8, 1219mm, RAPID START, CRI=75 |  | N/A | UNSET | N/A | N/A | TRUE | N/A | 0 | N/A | 0 | 0 | 0 | 0 | 0 | UNSET | N/A | N/A | FIXED | N/A | Downlights | UNSET | N/A | D5020210 | N/A | N/A | N/A | 0 | L1 | 0 | N/A | N/A | N/A | 0 | UNSET | UNSET | 0 | 0 | 0 | 0 | 0 | [9 empty] | N/A | Lighting - Fluorescent |  |  | 23.80.70.11.14.11 |  |  | B1 |  |  |  | 1291.669250 | Lighting - Dwelling Unit | 1 | L42B | 1 |  |  | 2900.000000 | 32 | [8 empty] | Metal - Paint Finish - Dark Gray, Matte | Glass - White, High Luminance | Metal - Chrome
880 | 2B3 | 0 | 766443 | New Construction | N/A |  | 0 |  | 0 |  | 103324 | Point+HemiSpherical | 45747 |  | 53614 | REF TYPE MARK | 0 | B1 - 0610x1219mm | 0 | 86767 | 93408,93409,93410,93411,93412,93413,93414,103561,103562,103563,103564,103565,103566,103567,103568,103569 | 3nfyjyjOf1zQfCeH8h9k9b | 1 |  | M_Troffer Light - Parabolic Rectangular:B1 - 0610x1219mm:B1 - 0610x1219mm:766443 |  | NO | N/A | 880 | N/A | 16777215 | N/A | N/A | N/A | N/A | N/A |  | 120 V/1-80 VA | N/A | Linked Revit Model : Clinic_A.rvt | UNSET |  |  | Level: Level 2 | UNSET | F | 0 | 2.680000 |  | 861.112833 | 0 | 0.050000 |  |  |  | 1.200000 |  |  | T8, 1219mm, RAPID START, CRI=75 |  | N/A | UNSET | N/A | N/A | TRUE | N/A | 0 | N/A | 0 | 0 | 0 | 0 | 0 | UNSET | N/A | N/A | FIXED | N/A | Downlights | UNSET | N/A | D5020210 | N/A | N/A | N/A | 0 | L1 | 0 | N/A | N/A | N/A | 0 | UNSET | UNSET | 0 | 0 | 0 | 0 | 0 | [9 empty] | N/A | Lighting - Fluorescent |  |  | 23.80.70.11.14.11 |  |  | B1 |  |  |  | 1291.669250 | Lighting - Dwelling Unit | 1 | L42B | 1 |  |  | 2900.000000 | 32 | [8 empty] | Metal - Paint Finish - Dark Gray, Matte | Glass - White, High Luminance | Metal - Chrome
881 | 2B3 | 0 | 766551 | New Construction | N/A |  | 0 |  | 0 |  | 103324 | Point+HemiSpherical | 45748 |  | 53615 | REF TYPE MARK | 0 | B1 - 0610x1219mm | 0 | 86766 | 93415,93416,93417,93418,93419,93420,93421,103561,103562,103563,103564,103565,103566,103567,103568,103569 | 3nfyjyjOf1zQfCeH8h9k7P | 1 |  | M_Troffer Light - Parabolic Rectangular:B1 - 0610x1219mm:B1 - 0610x1219mm:766551 |  | NO | N/A | 881 | N/A | 16777215 | N/A | N/A | N/A | N/A | N/A |  | 120 V/1-80 VA | N/A | Linked Revit Model : Clinic_A.rvt | UNSET |  |  | Level: Level 2 | UNSET | F | 0 | 2.680000 |  | 861.112833 | 0 | 0.050000 |  |  |  | 1.200000 |  |  | T8, 1219mm, RAPID START, CRI=75 |  | N/A | UNSET | N/A | N/A | TRUE | N/A | 0 | N/A | 0 | 0 | 0 | 0 | 0 | UNSET | N/A | N/A | FIXED | N/A | Downlights | UNSET | N/A | D5020210 | N/A | N/A | N/A | 0 | L1 | 0 | N/A | N/A | N/A | 0 | UNSET | UNSET | 0 | 0 | 0 | 0 | 0 | [9 empty] | N/A | Lighting - Fluorescent |  |  | 23.80.70.11.14.11 |  |  | B1 |  |  |  | 1291.669250 | Lighting - Dwelling Unit | 1 | L42B | 1 |  |  | 2900.000000 | 32 | [8 empty] | Metal - Paint Finish - Dark Gray, Matte | Glass - White, High Luminance | Metal - Chrome
1488 | 2B3 |  | 841939 | New Construction | N/A | [5 empty] | 103324 |  | 46176 |  | 43419 |  |  | Single Pole | 0 |  | 96230,96231,96232,96233,96234,96235,103554,103555,103556,103557,103558,103559 | 050aEzwQLErOVNO9YHe8Q0 | 1 |  | M_Lighting Switches:Single Pole:Single Pole:841939 |  |  | N/A | 1488 | N/A |  | N/A | N/A | N/A | N/A | N/A |  | 120 V/1-0 VA | N/A | Linked Revit Model : Clinic_A.rvt |  |  |  | Level: Level 2 |  |  |  | 1.200000 |  | 0.000000 | [5 empty] | 1.200000 |  |  |  |  | N/A | UNSET | N/A | N/A | TRUE | N/A | 0 | N/A | 0 | 0 | 0 | 0 | 0 | UNSET | N/A | N/A | FIXED | N/A | Switches | UNSET | N/A |  | N/A | N/A | N/A | 0 | L1 | 0 | N/A | N/A | N/A | 0 | [16 empty] | N/A |  |  |  | 23.80.50.11.14 | [7 empty] | Other |  | L42B | 1 | [5 empty] | 1291.669250 | 0.000000
2128 | 2B3 |  | 941993 | New Construction | N/A | [5 empty] | 103324 |  | 46818 |  | 44044 |  |  | Standard | 0 |  | 100183,100184,100185,100186,100187,100188,103571,103572,103573,103574,103575 | 1k8p9C4S9CiONR7YL7KN7A | 1 |  | M_Duplex Receptacle:Standard:Standard:941993 |  |  | N/A | 2128 | N/A |  | N/A | N/A | N/A | N/A | N/A |  | 120 V/1-180 VA | N/A | Linked Revit Model : Clinic_A.rvt | UNSET |  |  | Level: Level 2 |  |  |  | 0.500000 | [7 empty] | 0.460000 |  |  |  |  | N/A | UNSET | N/A | N/A | TRUE | N/A | 0 | N/A | 0 | 0 | 0 | 0 | 0 | UNSET | N/A | N/A | FIXED | N/A | Ground Fault Receptacles | UNSET | N/A |  | N/A | N/A | N/A | 0 | L1 | 0 | N/A | N/A | N/A | 0 | [16 empty] | N/A |  |  |  | 23.80.50.11.17 | [7 empty] | Receptacle |  | N22B1 | 7 | [5 empty] | 1291.669250 | 0.000000 | 555 | 1937.503875 | TRUE
2129 | 2B3 |  | 942128 | New Construction | N/A | [5 empty] | 103324 |  | 46819 |  | 44045 |  |  | Standard | 0 |  | 100189,100190,100191,100192,100193,100194,103571,103572,103573,103574,103575 | 1k8p9C4S9CiONR7YL7KKvJ | 1 |  | M_Duplex Receptacle:Standard:Standard:942128 |  |  | N/A | 2129 | N/A |  | N/A | N/A | N/A | N/A | N/A |  | 120 V/1-180 VA | N/A | Linked Revit Model : Clinic_A.rvt | UNSET |  |  | Level: Level 2 |  |  |  | 0.500000 | [7 empty] | 0.460000 |  |  |  |  | N/A | UNSET | N/A | N/A | TRUE | N/A | 0 | N/A | 0 | 0 | 0 | 0 | 0 | UNSET | N/A | N/A | FIXED | N/A | Ground Fault Receptacles | UNSET | N/A |  | N/A | N/A | N/A | 0 | L1 | 0 | N/A | N/A | N/A | 0 | [16 empty] | N/A |  |  |  | 23.80.50.11.17 | [7 empty] | Receptacle |  | N22B1 | 7 | [5 empty] | 1291.669250 | 0.000000 | 556 | 1937.503875 | TRUE
2130 | 2B3 |  | 942192 | New Construction | N/A | [5 empty] | 103324 |  | 46820 |  | 44046 |  |  | Standard | 0 |  | 100195,100196,100197,100198,100199,100200,103571,103572,103573,103574,103575 | 1k8p9C4S9CiONR7YL7KKuJ | 1 |  | M_Duplex Receptacle:Standard:Standard:942192 |  |  | N/A | 2130 | N/A |  | N/A | N/A | N/A | N/A | N/A |  | 120 V/1-180 VA | N/A | Linked Revit Model : Clinic_A.rvt | UNSET |  |  | Level: Level 2 |  |  |  | 0.500000 | [7 empty] | 0.460000 |  |  |  |  | N/A | UNSET | N/A | N/A | TRUE | N/A | 0 | N/A | 0 | 0 | 0 | 0 | 0 | UNSET | N/A | N/A | FIXED | N/A | Ground Fault Receptacles | UNSET | N/A |  | N/A | N/A | N/A | 0 | L1 | 0 | N/A | N/A | N/A | 0 | [16 empty] | N/A |  |  |  | 23.80.50.11.17 | [7 empty] | Receptacle |  | N22B1 | 7 | [5 empty] | 1291.669250 | 0.000000 | 557 | 1937.503875 | TRUE
2131 | 2B3 |  | 942288 | New Construction | N/A | [5 empty] | 103324 |  | 46821 |  | 44047 |  |  | Standard | 0 |  | 100201,100202,100203,100204,100205,100206,103571,103572,103573,103574,103575 | 1k8p9C4S9CiONR7YL7KKwp | 1 |  | M_Duplex Receptacle:Standard:Standard:942288 |  |  | N/A | 2131 | N/A |  | N/A | N/A | N/A | N/A | N/A |  | 120 V/1-180 VA | N/A | Linked Revit Model : Clinic_A.rvt | UNSET |  |  | Level: Level 2 |  |  |  | 0.500000 | [7 empty] | 0.460000 |  |  |  |  | N/A | UNSET | N/A | N/A | TRUE | N/A | 0 | N/A | 0 | 0 | 0 | 0 | 0 | UNSET | N/A | N/A | FIXED | N/A | Ground Fault Receptacles | UNSET | N/A |  | N/A | N/A | N/A | 0 | L1 | 0 | N/A | N/A | N/A | 0 | [16 empty] | N/A |  |  |  | 23.80.50.11.17 | [7 empty] | Receptacle |  | N22B1 | 7 | [5 empty] | 1291.669250 | 0.000000 | 558 | 1937.503875 | TRUE
2132 | 2B3 |  | 942395 | New Construction | N/A | [5 empty] | 103324 |  | 46822 |  | 44048 |  |  | Standard | 0 |  | 100207,100208,100209,100210,100211,100212,103571,103572,103573,103574,103575 | 1k8p9C4S9CiONR7YL7KKzO | 1 |  | M_Duplex Receptacle:Standard:Standard:942395 |  |  | N/A | 2132 | N/A |  | N/A | N/A | N/A | N/A | N/A |  | 120 V/1-180 VA | N/A | Linked Revit Model : Clinic_A.rvt | UNSET |  |  | Level: Level 2 |  |  |  | 0.500000 | [7 empty] | 0.460000 |  |  |  |  | N/A | UNSET | N/A | N/A | TRUE | N/A | 0 | N/A | 0 | 0 | 0 | 0 | 0 | UNSET | N/A | N/A | FIXED | N/A | Ground Fault Receptacles | UNSET | N/A |  | N/A | N/A | N/A | 0 | L1 | 0 | N/A | N/A | N/A | 0 | [16 empty] | N/A |  |  |  | 23.80.50.11.17 | [7 empty] | Receptacle |  | N22B1 | 7 | [5 empty] | 1291.669250 | 0.000000 | 559 | 1937.503875 | TRUE
882 | 2B4 | 0 | 766651 | New Construction | N/A |  | 0 |  | 0 |  | 103229 | Point+HemiSpherical | 45749 |  | 53616 | REF TYPE MARK | 0 | C1 - 0610x1219mm | 0 | 86765 | 93422,93423,93424,93425,93426,93427,93428,103435,103436,103437,103438,103439,103440,103441,103442,103451 | 3nfyjyjOf1zQfCeH8h9k4r | 1 |  | M_Troffer Light - Parabolic Rectangular:C1 - 0610x1219mm:C1 - 0610x1219mm:766651 |  | NO | N/A | 882 | N/A | 16777215 | N/A | N/A | N/A | N/A | N/A |  | 120 V/1-80 VA | N/A | Linked Revit Model : Clinic_A.rvt | UNSET |  |  | Level: Level 2 | UNSET | F | 0 | 2.680000 |  | 861.112833 | 0 | 0.050000 |  |  |  | 1.200000 |  |  | T8, 1219mm, RAPID START, CRI=75 |  | N/A | UNSET | N/A | N/A | TRUE | N/A | 0 | N/A | 0 | 0 | 0 | 0 | 0 | UNSET | N/A | N/A | FIXED | N/A | Downlights | UNSET | N/A | D5020210 | N/A | N/A | N/A | 0 | L1 | 0 | N/A | N/A | N/A | 0 | UNSET | UNSET | 0 | 0 | 0 | 0 | 0 | [9 empty] | N/A | Lighting - Fluorescent |  |  | 23.80.70.11.14.11 |  |  | C1 |  |  |  | 1291.669250 | Lighting - Dwelling Unit | 1 | L42B | 1 |  |  | 2900.000000 | 32 | [8 empty] | Metal - Paint Finish - Dark Gray, Matte | Glass - White, High Luminance | Metal - Chrome
883 | 2B4 | 0 | 766726 | New Construction | N/A |  | 0 |  | 0 |  | 103229 | Point+HemiSpherical | 45750 |  | 53617 | REF TYPE MARK | 0 | C1 - 0610x1219mm | 0 | 86764 | 93429,93430,93431,93432,93433,93434,93435,103435,103436,103437,103438,103439,103440,103441,103442,103451 | 3nfyjyjOf1zQfCeH8h9k28 | 1 |  | M_Troffer Light - Parabolic Rectangular:C1 - 0610x1219mm:C1 - 0610x1219mm:766726 |  | NO | N/A | 883 | N/A | 16777215 | N/A | N/A | N/A | N/A | N/A |  | 120 V/1-80 VA | N/A | Linked Revit Model : Clinic_A.rvt | UNSET |  |  | Level: Level 2 | UNSET | F | 0 | 2.680000 |  | 861.112833 | 0 | 0.050000 |  |  |  | 1.200000 |  |  | T8, 1219mm, RAPID START, CRI=75 |  | N/A | UNSET | N/A | N/A | TRUE | N/A | 0 | N/A | 0 | 0 | 0 | 0 | 0 | UNSET | N/A | N/A | FIXED | N/A | Downlights | UNSET | N/A | D5020210 | N/A | N/A | N/A | 0 | L1 | 0 | N/A | N/A | N/A | 0 | UNSET | UNSET | 0 | 0 | 0 | 0 | 0 | [9 empty] | N/A | Lighting - Fluorescent |  |  | 23.80.70.11.14.11 |  |  | C1 |  |  |  | 1291.669250 | Lighting - Dwelling Unit | 1 | L42B | 1 |  |  | 2900.000000 | 32 | [8 empty] | Metal - Paint Finish - Dark Gray, Matte | Glass - White, High Luminance | Metal - Chrome
1487 | 2B4 |  | 841678 | New Construction | N/A | [5 empty] | 103229 |  | 46175 |  | 43418 |  |  | Single Pole | 0 |  | 96223,96224,96225,96226,96227,96228,103554,103555,103556,103557,103558,103559 | 050aEzwQLErOVNO9YHe8cT | 1 |  | M_Lighting Switches:Single Pole:Single Pole:841678 |  |  | N/A | 1487 | N/A |  | N/A | N/A | N/A | N/A | N/A |  | 120 V/1-0 VA | N/A | Linked Revit Model : Clinic_A.rvt |  |  |  | Level: Level 2 |  |  |  | 1.200000 |  | 0.000000 | [5 empty] | 1.200000 |  |  |  |  | N/A | UNSET | N/A | N/A | TRUE | N/A | 0 | N/A | 0 | 0 | 0 | 0 | 0 | UNSET | N/A | N/A | FIXED | N/A | Switches | UNSET | N/A |  | N/A | N/A | N/A | 0 | L1 | 0 | N/A | N/A | N/A | 0 | [16 empty] | N/A |  |  |  | 23.80.50.11.14 | [7 empty] | Other |  | L42B | 1 | [5 empty] | 1291.669250 | 0.000000
2133 | 2B4 |  | 942470 | New Construction | N/A | [5 empty] | 103229 |  | 46823 |  | 44049 |  |  | Standard | 0 |  | 100213,100214,100215,100216,100217,100218,103571,103572,103573,103574,103575 | 1k8p9C4S9CiONR7YL7KK$b | 1 |  | M_Duplex Receptacle:Standard:Standard:942470 |  |  | N/A | 2133 | N/A |  | N/A | N/A | N/A | N/A | N/A |  | 120 V/1-180 VA | N/A | Linked Revit Model : Clinic_A.rvt | UNSET |  |  | Level: Level 2 |  |  |  | 0.500000 | [7 empty] | 0.460000 |  |  |  |  | N/A | UNSET | N/A | N/A | TRUE | N/A | 0 | N/A | 0 | 0 | 0 | 0 | 0 | UNSET | N/A | N/A | FIXED | N/A | Ground Fault Receptacles | UNSET | N/A |  | N/A | N/A | N/A | 0 | L1 | 0 | N/A | N/A | N/A | 0 | [16 empty] | N/A |  |  |  | 23.80.50.11.17 | [7 empty] | Receptacle |  | N22B1 | 5 | [5 empty] | 1291.669250 | 0.000000 | 560 | 1937.503875 | TRUE
2134 | 2B4 |  | 942677 | New Construction | N/A | [5 empty] | 103229 |  | 46824 |  | 44050 |  |  | Standard | 0 |  | 100219,100220,100221,100222,100223,100224,103571,103572,103573,103574,103575 | 1k8p9C4S9CiONR7YL7KKms | 1 |  | M_Duplex Receptacle:Standard:Standard:942677 |  |  | N/A | 2134 | N/A |  | N/A | N/A | N/A | N/A | N/A |  | 120 V/1-180 VA | N/A | M_Lighting Switches : Single Pole | UNSET |  |  | Level: Level 2 |  |  |  | 0.500000 | [7 empty] | 0.460000 |  |  |  |  | N/A | UNSET | N/A | N/A | TRUE | N/A | 0 | N/A | 0 | 0 | 0 | 0 | 0 | UNSET | N/A | N/A | FIXED | N/A | Ground Fault Receptacles | UNSET | N/A |  | N/A | N/A | N/A | 0 | L1 | 0 | N/A | N/A | N/A | 0 | [16 empty] | N/A |  |  |  | 23.80.50.11.17 | [7 empty] | Receptacle |  | N22B1 | 5 | [5 empty] | 1291.669250 | 0.000000 | 561 | 1937.503875 | TRUE
2135 | 2B4 |  | 942752 | New Construction | N/A | [5 empty] | 103229 |  | 46825 |  | 44051 |  |  | Standard | 0 |  | 100225,100226,100227,100228,100229,100230,103571,103572,103573,103574,103575 | 1k8p9C4S9CiONR7YL7KKp3 | 1 |  | M_Duplex Receptacle:Standard:Standard:942752 |  |  | N/A | 2135 | N/A |  | N/A | N/A | N/A | N/A | N/A |  | 120 V/1-180 VA | N/A | Linked Revit Model : Clinic_A.rvt | UNSET |  |  | Level: Level 2 |  |  |  | 0.500000 | [7 empty] | 0.460000 |  |  |  |  | N/A | UNSET | N/A | N/A | TRUE | N/A | 0 | N/A | 0 | 0 | 0 | 0 | 0 | UNSET | N/A | N/A | FIXED | N/A | Ground Fault Receptacles | UNSET | N/A |  | N/A | N/A | N/A | 0 | L1 | 0 | N/A | N/A | N/A | 0 | [16 empty] | N/A |  |  |  | 23.80.50.11.17 | [7 empty] | Receptacle |  | N22B1 | 5 | [5 empty] | 1291.669250 | 0.000000 | 562 | 1937.503875 | TRUE
2136 | 2B4 |  | 942806 | New Construction | N/A | [5 empty] | 103229 |  | 46826 |  | 44052 |  |  | Standard | 0 |  | 100231,100232,100233,100234,100235,100236,103571,103572,103573,103574,103575 | 1k8p9C4S9CiONR7YL7KKor | 1 |  | M_Duplex Receptacle:Standard:Standard:942806 |  |  | N/A | 2136 | N/A |  | N/A | N/A | N/A | N/A | N/A |  | 120 V/1-180 VA | N/A | Linked Revit Model : Clinic_A.rvt | UNSET |  |  | Level: Level 2 |  |  |  | 0.500000 | [7 empty] | 0.460000 |  |  |  |  | N/A | UNSET | N/A | N/A | TRUE | N/A | 0 | N/A | 0 | 0 | 0 | 0 | 0 | UNSET | N/A | N/A | FIXED | N/A | Ground Fault Receptacles | UNSET | N/A |  | N/A | N/A | N/A | 0 | L1 | 0 | N/A | N/A | N/A | 0 | [16 empty] | N/A |  |  |  | 23.80.50.11.17 | [7 empty] | Receptacle |  | N22B1 | 5 | [5 empty] | 1291.669250 | 0.000000 | 563 | 1937.503875 | TRUE
965 | 2B5 | 0 | 773823 | New Construction | N/A |  | 0 |  | 0 |  | 102990 | Point+HemiSpherical | 45832 |  | 53699 | REF TYPE MARK | 0 | B3 - 610x610mm | 0 | 86682 | 94003,94004,94005,94006,94007,94008,94009,103543,103544,103545,103546,103547,103548,103549,103550,103551 | 0yuotxu8DEgv2qMIt$xNaA | 1 |  | M_Troffer Light - Parabolic Square:B3 - 610x610mm:B3 - 610x610mm:773823 |  | NO | N/A | 965 | N/A | 16777215 | N/A | N/A | N/A | N/A | N/A |  | 120 V/1-40 VA | N/A | Linked Revit Model : Clinic_A.rvt | UNSET |  |  | Level: Level 2 | UNSET | F | 0 | 2.680000 |  | 430.556417 | 0 | 0.050000 |  |  |  | 1.200000 |  |  | U-SHAPED, CRI=75 |  | N/A | UNSET | N/A | N/A | TRUE | N/A | 0 | N/A | 0 | 0 | 0 | 0 | 0 | UNSET | N/A | N/A | FIXED | N/A | Downlights | UNSET | N/A |  | N/A | N/A | N/A | 0 | L1 | 0 | N/A | N/A | N/A | 0 | UNSET | UNSET | 0 | 0 | 0 | 0 | 0 | [9 empty] | N/A |  |  |  | 23.80.70.11.14.11 |  |  | B3 |  |  |  | 1291.669250 | Lighting - Dwelling Unit | 1 | L42B | 3 |  |  | 3150.000000 | 32 | [8 empty] | Metal - Paint Finish - Dark Gray, Matte | Glass - White, High Luminance | Metal - Chrome
1493 | 2B5 |  | 843352 | New Construction | N/A | [5 empty] | 102990 |  | 46182 |  | 43424 |  |  | Single Pole | 0 |  | 96270,96271,96272,96273,96274,96275,103554,103555,103556,103557,103558,103559 | 050aEzwQLErOVNO9YHe80B | 1 |  | M_Lighting Switches:Single Pole:Single Pole:843352 |  |  | N/A | 1493 | N/A |  | N/A | N/A | N/A | N/A | N/A |  | 120 V/1-0 VA | N/A | Linked Revit Model : Clinic_A.rvt |  |  |  | Level: Level 2 |  |  |  | 1.200000 |  | 0.000000 | [5 empty] | 1.200000 |  |  |  |  | N/A | UNSET | N/A | N/A | TRUE | N/A | 0 | N/A | 0 | 0 | 0 | 0 | 0 | UNSET | N/A | N/A | FIXED | N/A | Switches | UNSET | N/A |  | N/A | N/A | N/A | 0 | L1 | 0 | N/A | N/A | N/A | 0 | [16 empty] | N/A |  |  |  | 23.80.50.11.14 | [7 empty] | Other |  | L42B | 3 | [5 empty] | 1291.669250 | 0.000000
2152 | 2B5 |  | 945487 | New Construction | N/A | [5 empty] | 102990 |  | 46842 |  | 44068 |  |  | Standard | 0 |  | 100327,100328,100329,100330,100331,100332,103571,103572,103573,103574,103575 | 1k8p9C4S9CiONR7YL7KKCi | 1 |  | M_Duplex Receptacle:Standard:Standard:945487 |  |  | N/A | 2152 | N/A |  | N/A | N/A | N/A | N/A | N/A |  | 120 V/1-180 VA | N/A | Linked Revit Model : Clinic_A.rvt | UNSET |  |  | Level: Level 2 |  |  |  | 0.500000 | [7 empty] | 0.460000 |  |  |  |  | N/A | UNSET | N/A | N/A | TRUE | N/A | 0 | N/A | 0 | 0 | 0 | 0 | 0 | UNSET | N/A | N/A | FIXED | N/A | Ground Fault Receptacles | UNSET | N/A |  | N/A | N/A | N/A | 0 | L1 | 0 | N/A | N/A | N/A | 0 | [16 empty] | N/A |  |  |  | 23.80.50.11.17 | [7 empty] | Receptacle |  | N22B1 | 14 | [5 empty] | 1291.669250 | 0.000000 | 579 | 1937.503875 | TRUE
964 | 2B6 | 0 | 773813 | New Construction | N/A |  | 0 |  | 0 |  | 102989 | Point+HemiSpherical | 45831 |  | 53698 | REF TYPE MARK | 0 | B3 - 610x610mm | 0 | 86683 | 93996,93997,93998,93999,94000,94001,94002,103543,103544,103545,103546,103547,103548,103549,103550,103551 | 0yuotxu8DEgv2qMIt$xNa0 | 1 |  | M_Troffer Light - Parabolic Square:B3 - 610x610mm:B3 - 610x610mm:773813 |  | NO | N/A | 964 | N/A | 16777215 | N/A | N/A | N/A | N/A | N/A |  | 120 V/1-40 VA | N/A | Linked Revit Model : Clinic_A.rvt | UNSET |  |  | Level: Level 2 | UNSET | F | 0 | 2.680000 |  | 430.556417 | 0 | 0.050000 |  |  |  | 1.200000 |  |  | U-SHAPED, CRI=75 |  | N/A | UNSET | N/A | N/A | TRUE | N/A | 0 | N/A | 0 | 0 | 0 | 0 | 0 | UNSET | N/A | N/A | FIXED | N/A | Downlights | UNSET | N/A |  | N/A | N/A | N/A | 0 | L1 | 0 | N/A | N/A | N/A | 0 | UNSET | UNSET | 0 | 0 | 0 | 0 | 0 | [9 empty] | N/A |  |  |  | 23.80.70.11.14.11 |  |  | B3 |  |  |  | 1291.669250 | Lighting - Dwelling Unit | 1 | L42B | 3 |  |  | 3150.000000 | 32 | [8 empty] | Metal - Paint Finish - Dark Gray, Matte | Glass - White, High Luminance | Metal - Chrome
1505 | 2B6 |  | 844781 | New Construction | N/A | [5 empty] | 102989 |  | 46194 |  | 43436 |  |  | Single Pole | 0 |  | 96342,96343,96344,96345,96346,96347,103554,103555,103556,103557,103558,103559 | 050aEzwQLErOVNO9YHeBs_ | 1 |  | M_Lighting Switches:Single Pole:Single Pole:844781 |  |  | N/A | 1505 | N/A |  | N/A | N/A | N/A | N/A | N/A |  | 120 V/1-0 VA | N/A | Linked Revit Model : Clinic_A.rvt |  |  |  | Level: Level 2 |  |  |  | 1.200000 |  | 0.000000 | [5 empty] | 1.200000 |  |  |  |  | N/A | UNSET | N/A | N/A | TRUE | N/A | 0 | N/A | 0 | 0 | 0 | 0 | 0 | UNSET | N/A | N/A | FIXED | N/A | Switches | UNSET | N/A |  | N/A | N/A | N/A | 0 | L1 | 0 | N/A | N/A | N/A | 0 | [16 empty] | N/A |  |  |  | 23.80.50.11.14 | [7 empty] | Other |  | L42B | 3 | [5 empty] | 1291.669250 | 0.000000
2163 | 2B6 |  | 946499 | New Construction | N/A | [5 empty] | 102989 |  | 46853 |  | 44079 |  |  | GFCI | 0 |  | 100393,100394,100395,100396,100397,100398,103045,103046,103047,103048,103081 | 1k8p9C4S9CiONR7YL7KLyW | 1 |  | M_Duplex Receptacle:GFCI:GFCI:946499 |  |  | N/A | 2163 | N/A |  | N/A | N/A | N/A | N/A | N/A |  | 120 V/1-180 VA | N/A | Linked Revit Model : Clinic_A.rvt | UNSET |  |  | Level: Level 2 |  |  |  | 0.500000 | [7 empty] | 1.200000 |  |  |  |  | N/A | UNSET | N/A | N/A | TRUE | N/A | 0 | N/A | 0 | 0 | 0 | 0 | 0 | UNSET | N/A | N/A | FIXED | N/A | Ground Fault Receptacles | UNSET | N/A |  | N/A | N/A | N/A | 0 | L1 | 0 | N/A | N/A | N/A | 0 | [16 empty] | N/A |  |  |  | 23.80.50.11.17 | [7 empty] | Receptacle |  | N22B1 | 14 | [5 empty] | 1291.669250 | 0.000000 | 590 | 1937.503875 | TRUE | [9 empty] | GFCI
884 | 2B7 | 0 | 766791 | New Construction | N/A |  | 0 |  | 0 |  | 103228 | Point+HemiSpherical | 45751 |  | 53618 | REF TYPE MARK | 0 | B1 - 0610x1219mm | 0 | 86763 | 93436,93437,93438,93439,93440,93441,93442,103561,103562,103563,103564,103565,103566,103567,103568,103569 | 3nfyjyjOf1zQfCeH8h9k39 | 1 |  | M_Troffer Light - Parabolic Rectangular:B1 - 0610x1219mm:B1 - 0610x1219mm:766791 |  | NO | N/A | 884 | N/A | 16777215 | N/A | N/A | N/A | N/A | N/A |  | 120 V/1-80 VA | N/A | <not associated> | UNSET |  |  | Level: Level 2 | UNSET | F | 0 | 2.680000 |  | 861.112833 | 0 | 0.050000 |  |  |  | 1.200000 |  |  | T8, 1219mm, RAPID START, CRI=75 |  | N/A | UNSET | N/A | N/A | TRUE | N/A | 0 | N/A | 0 | 0 | 0 | 0 | 0 | UNSET | N/A | N/A | FIXED | N/A | Downlights | UNSET | N/A | D5020210 | N/A | N/A | N/A | 0 | L1 | 0 | N/A | N/A | N/A | 0 | UNSET | UNSET | 0 | 0 | 0 | 0 | 0 | [9 empty] | N/A | Lighting - Fluorescent |  |  | 23.80.70.11.14.11 |  |  | B1 |  |  |  | 1291.669250 | Lighting - Dwelling Unit | 1 | L42B | 1 |  |  | 2900.000000 | 32 | [8 empty] | Metal - Paint Finish - Dark Gray, Matte | Glass - White, High Luminance | Metal - Chrome
885 | 2B7 | 0 | 766836 | New Construction | N/A |  | 0 |  | 0 |  | 103228 | Point+HemiSpherical | 45752 |  | 53619 | REF TYPE MARK | 0 | B1 - 0610x1219mm | 0 | 86762 | 93443,93444,93445,93446,93447,93448,93449,103561,103562,103563,103564,103565,103566,103567,103568,103569 | 3nfyjyjOf1zQfCeH8h9k3w | 1 |  | M_Troffer Light - Parabolic Rectangular:B1 - 0610x1219mm:B1 - 0610x1219mm:766836 |  | NO | N/A | 885 | N/A | 16777215 | N/A | N/A | N/A | N/A | N/A |  | 120 V/1-80 VA | N/A | Linked Revit Model : Clinic_A.rvt | UNSET |  |  | Level: Level 2 | UNSET | F | 0 | 2.680000 |  | 861.112833 | 0 | 0.050000 |  |  |  | 1.200000 |  |  | T8, 1219mm, RAPID START, CRI=75 |  | N/A | UNSET | N/A | N/A | TRUE | N/A | 0 | N/A | 0 | 0 | 0 | 0 | 0 | UNSET | N/A | N/A | FIXED | N/A | Downlights | UNSET | N/A | D5020210 | N/A | N/A | N/A | 0 | L1 | 0 | N/A | N/A | N/A | 0 | UNSET | UNSET | 0 | 0 | 0 | 0 | 0 | [9 empty] | N/A | Lighting - Fluorescent |  |  | 23.80.70.11.14.11 |  |  | B1 |  |  |  | 1291.669250 | Lighting - Dwelling Unit | 1 | L42B | 1 |  |  | 2900.000000 | 32 | [8 empty] | Metal - Paint Finish - Dark Gray, Matte | Glass - White, High Luminance | Metal - Chrome
1485 | 2B7 |  | 841350 | New Construction | N/A | [5 empty] | 103228 |  | 46173 |  | 43416 |  |  | Single Pole | 0 |  | 96209,96210,96211,96212,96213,96214,103554,103555,103556,103557,103558,103559 | 050aEzwQLErOVNO9YHe8ZL | 1 |  | M_Lighting Switches:Single Pole:Single Pole:841350 |  |  | N/A | 1485 | N/A |  | N/A | N/A | N/A | N/A | N/A |  | 120 V/1-0 VA | N/A | Linked Revit Model : Clinic_A.rvt |  |  |  | Level: Level 2 |  |  |  | 1.200000 |  | 0.000000 | [5 empty] | 1.200000 |  |  |  |  | N/A | UNSET | N/A | N/A | TRUE | N/A | 0 | N/A | 0 | 0 | 0 | 0 | 0 | UNSET | N/A | N/A | FIXED | N/A | Switches | UNSET | N/A |  | N/A | N/A | N/A | 0 | L1 | 0 | N/A | N/A | N/A | 0 | [16 empty] | N/A |  |  |  | 23.80.50.11.14 | [7 empty] | Other |  | L42B | 1 | [5 empty] | 1291.669250 | 0.000000
2137 | 2B7 |  | 943343 | New Construction | N/A | [5 empty] | 103228 |  | 46827 |  | 44053 |  |  | Standard | 0 |  | 100237,100238,100239,100240,100241,100242,103571,103572,103573,103574,103575 | 1k8p9C4S9CiONR7YL7KKgC | 1 |  | M_Duplex Receptacle:Standard:Standard:943343 |  |  | N/A | 2137 | N/A |  | N/A | N/A | N/A | N/A | N/A |  | 120 V/1-180 VA | N/A | Linked Revit Model : Clinic_A.rvt | UNSET |  |  | Level: Level 2 |  |  |  | 0.500000 | [7 empty] | 0.460000 |  |  |  |  | N/A | UNSET | N/A | N/A | TRUE | N/A | 0 | N/A | 0 | 0 | 0 | 0 | 0 | UNSET | N/A | N/A | FIXED | N/A | Ground Fault Receptacles | UNSET | N/A |  | N/A | N/A | N/A | 0 | L1 | 0 | N/A | N/A | N/A | 0 | [16 empty] | N/A |  |  |  | 23.80.50.11.17 | [7 empty] | Receptacle |  | N22B1 | 3 | [5 empty] | 1291.669250 | 0.000000 | 564 | 1937.503875 | TRUE
2138 | 2B7 |  | 943593 | New Construction | N/A | [5 empty] | 103228 |  | 46828 |  | 44054 |  |  | Standard | 0 |  | 100243,100244,100245,100246,100247,100248,103571,103572,103573,103574,103575 | 1k8p9C4S9CiONR7YL7KKkA | 1 |  | M_Duplex Receptacle:Standard:Standard:943593 |  |  | N/A | 2138 | N/A |  | N/A | N/A | N/A | N/A | N/A |  | 120 V/1-180 VA | N/A | Linked Revit Model : Clinic_A.rvt | UNSET |  |  | Level: Level 2 |  |  |  | 0.500000 | [7 empty] | 0.460000 |  |  |  |  | N/A | UNSET | N/A | N/A | TRUE | N/A | 0 | N/A | 0 | 0 | 0 | 0 | 0 | UNSET | N/A | N/A | FIXED | N/A | Ground Fault Receptacles | UNSET | N/A |  | N/A | N/A | N/A | 0 | L1 | 0 | N/A | N/A | N/A | 0 | [16 empty] | N/A |  |  |  | 23.80.50.11.17 | [7 empty] | Receptacle |  | N22B1 | 3 | [5 empty] | 1291.669250 | 0.000000 | 565 | 1937.503875 | TRUE
2139 | 2B7 |  | 943637 | New Construction | N/A | [5 empty] | 103228 |  | 46829 |  | 44055 |  |  | Standard | 0 |  | 100249,100250,100251,100252,100253,100254,103571,103572,103573,103574,103575 | 1k8p9C4S9CiONR7YL7KKXs | 1 |  | M_Duplex Receptacle:Standard:Standard:943637 |  |  | N/A | 2139 | N/A |  | N/A | N/A | N/A | N/A | N/A |  | 120 V/1-180 VA | N/A | Linked Revit Model : Clinic_A.rvt | UNSET |  |  | Level: Level 2 |  |  |  | 0.500000 | [7 empty] | 0.460000 |  |  |  |  | N/A | UNSET | N/A | N/A | TRUE | N/A | 0 | N/A | 0 | 0 | 0 | 0 | 0 | UNSET | N/A | N/A | FIXED | N/A | Ground Fault Receptacles | UNSET | N/A |  | N/A | N/A | N/A | 0 | L1 | 0 | N/A | N/A | N/A | 0 | [16 empty] | N/A |  |  |  | 23.80.50.11.17 | [7 empty] | Receptacle |  | N22B1 | 3 | [5 empty] | 1291.669250 | 0.000000 | 566 | 1937.503875 | TRUE
2140 | 2B7 |  | 943681 | New Construction | N/A | [5 empty] | 103228 |  | 46830 |  | 44056 |  |  | Standard | 0 |  | 100255,100256,100257,100258,100259,100260,103571,103572,103573,103574,103575 | 1k8p9C4S9CiONR7YL7KKWY | 1 |  | M_Duplex Receptacle:Standard:Standard:943681 |  |  | N/A | 2140 | N/A |  | N/A | N/A | N/A | N/A | N/A |  | 120 V/1-180 VA | N/A | Linked Revit Model : Clinic_A.rvt | UNSET |  |  | Level: Level 2 |  |  |  | 0.500000 | [7 empty] | 0.460000 |  |  |  |  | N/A | UNSET | N/A | N/A | TRUE | N/A | 0 | N/A | 0 | 0 | 0 | 0 | 0 | UNSET | N/A | N/A | FIXED | N/A | Ground Fault Receptacles | UNSET | N/A |  | N/A | N/A | N/A | 0 | L1 | 0 | N/A | N/A | N/A | 0 | [16 empty] | N/A |  |  |  | 23.80.50.11.17 | [7 empty] | Receptacle |  | N22B1 | 3 | [5 empty] | 1291.669250 | 0.000000 | 567 | 1937.503875 | TRUE
961 | 2B8 | 0 | 773497 | New Construction | N/A |  | 0 |  | 0 |  | 103323 | Point+HemiSpherical | 45828 |  | 53695 | REF TYPE MARK | 0 | B1 - 0610x1219mm | 0 | 86686 | 93975,93976,93977,93978,93979,93980,93981,103561,103562,103563,103564,103565,103566,103567,103568,103569 | 0yuotxu8DEgv2qMIt$xNhC | 1 |  | M_Troffer Light - Parabolic Rectangular:B1 - 0610x1219mm:B1 - 0610x1219mm:773497 |  | NO | N/A | 961 | N/A | 16777215 | N/A | N/A | N/A | N/A | N/A |  | 120 V/1-80 VA | N/A | <not associated> | UNSET |  |  | Level: Level 2 | UNSET | F | 0 | 2.680000 |  | 861.112833 | 0 | 0.050000 |  |  |  | 1.200000 |  |  | T8, 1219mm, RAPID START, CRI=75 |  | N/A | UNSET | N/A | N/A | TRUE | N/A | 0 | N/A | 0 | 0 | 0 | 0 | 0 | UNSET | N/A | N/A | FIXED | N/A | Downlights | UNSET | N/A | D5020210 | N/A | N/A | N/A | 0 | L1 | 0 | N/A | N/A | N/A | 0 | UNSET | UNSET | 0 | 0 | 0 | 0 | 0 | [9 empty] | N/A | Lighting - Fluorescent |  |  | 23.80.70.11.14.11 |  |  | B1 |  |  |  | 1291.669250 | Lighting - Dwelling Unit | 1 | L42B | 3 |  |  | 2900.000000 | 32 | [8 empty] | Metal - Paint Finish - Dark Gray, Matte | Glass - White, High Luminance | Metal - Chrome
962 | 2B8 | 0 | 773564 | New Construction | N/A |  | 0 |  | 0 |  | 103323 | Point+HemiSpherical | 45829 |  | 53696 | REF TYPE MARK | 0 | B1 - 0610x1219mm | 0 | 86685 | 93982,93983,93984,93985,93986,93987,93988,103561,103562,103563,103564,103565,103566,103567,103568,103569 | 0yuotxu8DEgv2qMIt$xNe9 | 1 |  | M_Troffer Light - Parabolic Rectangular:B1 - 0610x1219mm:B1 - 0610x1219mm:773564 |  | NO | N/A | 962 | N/A | 16777215 | N/A | N/A | N/A | N/A | N/A |  | 120 V/1-80 VA | N/A | Linked Revit Model : Clinic_A.rvt | UNSET |  |  | Level: Level 2 | UNSET | F | 0 | 2.680000 |  | 861.112833 | 0 | 0.050000 |  |  |  | 1.200000 |  |  | T8, 1219mm, RAPID START, CRI=75 |  | N/A | UNSET | N/A | N/A | TRUE | N/A | 0 | N/A | 0 | 0 | 0 | 0 | 0 | UNSET | N/A | N/A | FIXED | N/A | Downlights | UNSET | N/A | D5020210 | N/A | N/A | N/A | 0 | L1 | 0 | N/A | N/A | N/A | 0 | UNSET | UNSET | 0 | 0 | 0 | 0 | 0 | [9 empty] | N/A | Lighting - Fluorescent |  |  | 23.80.70.11.14.11 |  |  | B1 |  |  |  | 1291.669250 | Lighting - Dwelling Unit | 1 | L42B | 3 |  |  | 2900.000000 | 32 | [8 empty] | Metal - Paint Finish - Dark Gray, Matte | Glass - White, High Luminance | Metal - Chrome
963 | 2B8 | 0 | 773621 | New Construction | N/A |  | 0 |  | 0 |  | 103323 | Point+HemiSpherical | 45830 |  | 53697 | REF TYPE MARK | 0 | B1 - 0610x1219mm | 0 | 86684 | 93989,93990,93991,93992,93993,93994,93995,103561,103562,103563,103564,103565,103566,103567,103568,103569 | 0yuotxu8DEgv2qMIt$xNf0 | 1 |  | M_Troffer Light - Parabolic Rectangular:B1 - 0610x1219mm:B1 - 0610x1219mm:773621 |  | NO | N/A | 963 | N/A | 16777215 | N/A | N/A | N/A | N/A | N/A |  | 120 V/1-80 VA | N/A | Linked Revit Model : Clinic_A.rvt | UNSET |  |  | Level: Level 2 | UNSET | F | 0 | 2.680000 |  | 861.112833 | 0 | 0.050000 |  |  |  | 1.200000 |  |  | T8, 1219mm, RAPID START, CRI=75 |  | N/A | UNSET | N/A | N/A | TRUE | N/A | 0 | N/A | 0 | 0 | 0 | 0 | 0 | UNSET | N/A | N/A | FIXED | N/A | Downlights | UNSET | N/A | D5020210 | N/A | N/A | N/A | 0 | L1 | 0 | N/A | N/A | N/A | 0 | UNSET | UNSET | 0 | 0 | 0 | 0 | 0 | [9 empty] | N/A | Lighting - Fluorescent |  |  | 23.80.70.11.14.11 |  |  | B1 |  |  |  | 1291.669250 | Lighting - Dwelling Unit | 1 | L42B | 3 |  |  | 2900.000000 | 32 | [8 empty] | Metal - Paint Finish - Dark Gray, Matte | Glass - White, High Luminance | Metal - Chrome
1504 | 2B8 |  | 844674 | New Construction | N/A | [5 empty] | 103323 |  | 46193 |  | 43435 |  |  | Single Pole | 0 |  | 96336,96337,96338,96339,96340,96341,103554,103555,103556,103557,103558,103559 | 050aEzwQLErOVNO9YHeBtH | 1 |  | M_Lighting Switches:Single Pole:Single Pole:844674 |  |  | N/A | 1504 | N/A |  | N/A | N/A | N/A | N/A | N/A |  | 120 V/1-0 VA | N/A | Linked Revit Model : Clinic_A.rvt |  |  |  | Level: Level 2 |  |  |  | 1.200000 |  | 0.000000 | [5 empty] | 1.200000 |  |  |  |  | N/A | UNSET | N/A | N/A | TRUE | N/A | 0 | N/A | 0 | 0 | 0 | 0 | 0 | UNSET | N/A | N/A | FIXED | N/A | Switches | UNSET | N/A |  | N/A | N/A | N/A | 0 | L1 | 0 | N/A | N/A | N/A | 0 | [16 empty] | N/A |  |  |  | 23.80.50.11.14 | [7 empty] | Other |  | L42B | 3 | [5 empty] | 1291.669250 | 0.000000
2157 | 2B8 |  | 945916 | New Construction | N/A | [5 empty] | 103323 |  | 46847 |  | 44073 |  |  | Standard | 0 |  | 100357,100358,100359,100360,100361,100362,103571,103572,103573,103574,103575 | 1k8p9C4S9CiONR7YL7KK2V | 1 |  | M_Duplex Receptacle:Standard:Standard:945916 |  |  | N/A | 2157 | N/A |  | N/A | N/A | N/A | N/A | N/A |  | 120 V/1-180 VA | N/A | Linked Revit Model : Clinic_A.rvt | UNSET |  |  | Level: Level 2 |  |  |  | 0.500000 | [7 empty] | 0.460000 |  |  |  |  | N/A | UNSET | N/A | N/A | TRUE | N/A | 0 | N/A | 0 | 0 | 0 | 0 | 0 | UNSET | N/A | N/A | FIXED | N/A | Ground Fault Receptacles | UNSET | N/A |  | N/A | N/A | N/A | 0 | L1 | 0 | N/A | N/A | N/A | 0 | [16 empty] | N/A |  |  |  | 23.80.50.11.17 | [7 empty] | Receptacle |  | N22B1 | 22 | [5 empty] | 1291.669250 | 0.000000 | 584 | 1937.503875 | TRUE
2158 | 2B8 |  | 945960 | New Construction | N/A | [5 empty] | 103323 |  | 46848 |  | 44074 |  |  | Standard | 0 |  | 100363,100364,100365,100366,100367,100368,103571,103572,103573,103574,103575 | 1k8p9C4S9CiONR7YL7KK5B | 1 |  | M_Duplex Receptacle:Standard:Standard:945960 |  |  | N/A | 2158 | N/A |  | N/A | N/A | N/A | N/A | N/A |  | 120 V/1-180 VA | N/A | Linked Revit Model : Clinic_A.rvt | UNSET |  |  | Level: Level 2 |  |  |  | 0.500000 | [7 empty] | 0.460000 |  |  |  |  | N/A | UNSET | N/A | N/A | TRUE | N/A | 0 | N/A | 0 | 0 | 0 | 0 | 0 | UNSET | N/A | N/A | FIXED | N/A | Ground Fault Receptacles | UNSET | N/A |  | N/A | N/A | N/A | 0 | L1 | 0 | N/A | N/A | N/A | 0 | [16 empty] | N/A |  |  |  | 23.80.50.11.17 | [7 empty] | Receptacle |  | N22B1 | 22 | [5 empty] | 1291.669250 | 0.000000 | 585 | 1937.503875 | TRUE
2162 | 2B8 |  | 946195 | New Construction | N/A | [5 empty] | 103323 |  | 46852 |  | 44078 |  |  | Standard | 0 |  | 100387,100388,100389,100390,100391,100392,103571,103572,103573,103574,103575 | 1k8p9C4S9CiONR7YL7KLvm | 1 |  | M_Duplex Receptacle:Standard:Standard:946195 |  |  | N/A | 2162 | N/A |  | N/A | N/A | N/A | N/A | N/A |  | 120 V/1-180 VA | N/A | Linked Revit Model : Clinic_A.rvt | UNSET |  |  | Level: Level 2 |  |  |  | 0.500000 | [7 empty] | 0.460000 |  |  |  |  | N/A | UNSET | N/A | N/A | TRUE | N/A | 0 | N/A | 0 | 0 | 0 | 0 | 0 | UNSET | N/A | N/A | FIXED | N/A | Ground Fault Receptacles | UNSET | N/A |  | N/A | N/A | N/A | 0 | L1 | 0 | N/A | N/A | N/A | 0 | [16 empty] | N/A |  |  |  | 23.80.50.11.17 | [7 empty] | Receptacle |  | N22B1 | 22 | [5 empty] | 1291.669250 | 0.000000 | 589 | 1937.503875 | TRUE
2165 | 2B8 |  | 946632 | New Construction | N/A | [5 empty] | 103323 |  | 46855 |  | 44081 |  |  | Standard | 0 |  | 100405,100406,100407,100408,100409,100410,103571,103572,103573,103574,103575 | 1k8p9C4S9CiONR7YL7KL_h | 1 |  | M_Duplex Receptacle:Standard:Standard:946632 |  |  | N/A | 2165 | N/A |  | N/A | N/A | N/A | N/A | N/A |  | 120 V/1-180 VA | N/A | Linked Revit Model : Clinic_A.rvt | UNSET |  |  | Level: Level 2 |  |  |  | 0.500000 | [7 empty] | 0.460000 |  |  |  |  | N/A | UNSET | N/A | N/A | TRUE | N/A | 0 | N/A | 0 | 0 | 0 | 0 | 0 | UNSET | N/A | N/A | FIXED | N/A | Ground Fault Receptacles | UNSET | N/A |  | N/A | N/A | N/A | 0 | L1 | 0 | N/A | N/A | N/A | 0 | [16 empty] | N/A |  |  |  | 23.80.50.11.17 | [7 empty] | Receptacle |  | N22B1 | 22 | [5 empty] | 1291.669250 | 0.000000 | 592 | 1937.503875 | TRUE
2166 | 2B8 |  | 946675 | New Construction | N/A | [5 empty] | 103323 |  | 46856 |  | 44082 |  |  | Standard | 0 |  | 100411,100412,100413,100414,100415,100416,103571,103572,103573,103574,103575 | 1k8p9C4S9CiONR7YL7KL_G | 1 |  | M_Duplex Receptacle:Standard:Standard:946675 |  |  | N/A | 2166 | N/A |  | N/A | N/A | N/A | N/A | N/A |  | 120 V/1-180 VA | N/A | Linked Revit Model : Clinic_A.rvt | UNSET |  |  | Level: Level 2 |  |  |  | 0.500000 | [7 empty] | 0.460000 |  |  |  |  | N/A | UNSET | N/A | N/A | TRUE | N/A | 0 | N/A | 0 | 0 | 0 | 0 | 0 | UNSET | N/A | N/A | FIXED | N/A | Ground Fault Receptacles | UNSET | N/A |  | N/A | N/A | N/A | 0 | L1 | 0 | N/A | N/A | N/A | 0 | [16 empty] | N/A |  |  |  | 23.80.50.11.17 | [7 empty] | Receptacle |  | N22B1 | 22 | [5 empty] | 1291.669250 | 0.000000 | 593 | 1937.503875 | TRUE
2167 | 2B8 |  | 946759 | New Construction | N/A | [5 empty] | 103323 |  | 46857 |  | 44083 |  |  | Standard | 0 |  | 100417,100418,100419,100420,100421,100422,103571,103572,103573,103574,103575 | 1k8p9C4S9CiONR7YL7KLma | 1 |  | M_Duplex Receptacle:Standard:Standard:946759 |  |  | N/A | 2167 | N/A |  | N/A | N/A | N/A | N/A | N/A |  | 120 V/1-180 VA | N/A | Linked Revit Model : Clinic_A.rvt | UNSET |  |  | Level: Level 2 |  |  |  | 0.500000 | [7 empty] | 0.460000 |  |  |  |  | N/A | UNSET | N/A | N/A | TRUE | N/A | 0 | N/A | 0 | 0 | 0 | 0 | 0 | UNSET | N/A | N/A | FIXED | N/A | Ground Fault Receptacles | UNSET | N/A |  | N/A | N/A | N/A | 0 | L1 | 0 | N/A | N/A | N/A | 0 | [16 empty] | N/A |  |  |  | 23.80.50.11.17 | [7 empty] | Receptacle |  | N22B1 | 22 | [5 empty] | 1291.669250 | 0.000000 | 594 | 1937.503875 | TRUE
886 | 2B9 | 0 | 766933 | New Construction | N/A |  | 0 |  | 0 |  | 103156 | Point+HemiSpherical | 45753 |  | 53620 | REF TYPE MARK | 0 | B1 - 0610x1219mm | 0 | 86761 | 93450,93451,93452,93453,93454,93455,93456,103561,103562,103563,103564,103565,103566,103567,103568,103569 | 3nfyjyjOf1zQfCeH8h9k1R | 1 |  | M_Troffer Light - Parabolic Rectangular:B1 - 0610x1219mm:B1 - 0610x1219mm:766933 |  | NO | N/A | 886 | N/A | 16777215 | N/A | N/A | N/A | N/A | N/A |  | 120 V/1-80 VA | N/A | Linked Revit Model : Clinic_A.rvt | UNSET |  |  | Level: Level 2 | UNSET | F | 0 | 2.680000 |  | 861.112833 | 0 | 0.050000 |  |  |  | 1.200000 |  |  | T8, 1219mm, RAPID START, CRI=75 |  | N/A | UNSET | N/A | N/A | TRUE | N/A | 0 | N/A | 0 | 0 | 0 | 0 | 0 | UNSET | N/A | N/A | FIXED | N/A | Downlights | UNSET | N/A | D5020210 | N/A | N/A | N/A | 0 | L1 | 0 | N/A | N/A | N/A | 0 | UNSET | UNSET | 0 | 0 | 0 | 0 | 0 | [9 empty] | N/A | Lighting - Fluorescent |  |  | 23.80.70.11.14.11 |  |  | B1 |  |  |  | 1291.669250 | Lighting - Dwelling Unit | 1 | L42B | 1 |  |  | 2900.000000 | 32 | [8 empty] | Metal - Paint Finish - Dark Gray, Matte | Glass - White, High Luminance | Metal - Chrome
887 | 2B9 | 0 | 767010 | New Construction | N/A |  | 0 |  | 0 |  | 103156 | Point+HemiSpherical | 45754 |  | 53621 | REF TYPE MARK | 0 | B1 - 0610x1219mm | 0 | 86760 | 93457,93458,93459,93460,93461,93462,93463,103561,103562,103563,103564,103565,103566,103567,103568,103569 | 3nfyjyjOf1zQfCeH8h9kUi | 1 |  | M_Troffer Light - Parabolic Rectangular:B1 - 0610x1219mm:B1 - 0610x1219mm:767010 |  | NO | N/A | 887 | N/A | 16777215 | N/A | N/A | N/A | N/A | N/A |  | 120 V/1-80 VA | N/A | Linked Revit Model : Clinic_A.rvt | UNSET |  |  | Level: Level 2 | UNSET | F | 0 | 2.680000 |  | 861.112833 | 0 | 0.050000 |  |  |  | 1.200000 |  |  | T8, 1219mm, RAPID START, CRI=75 |  | N/A | UNSET | N/A | N/A | TRUE | N/A | 0 | N/A | 0 | 0 | 0 | 0 | 0 | UNSET | N/A | N/A | FIXED | N/A | Downlights | UNSET | N/A | D5020210 | N/A | N/A | N/A | 0 | L1 | 0 | N/A | N/A | N/A | 0 | UNSET | UNSET | 0 | 0 | 0 | 0 | 0 | [9 empty] | N/A | Lighting - Fluorescent |  |  | 23.80.70.11.14.11 |  |  | B1 |  |  |  | 1291.669250 | Lighting - Dwelling Unit | 1 | L42B | 1 |  |  | 2900.000000 | 32 | [8 empty] | Metal - Paint Finish - Dark Gray, Matte | Glass - White, High Luminance | Metal - Chrome
1486 | 2B9 |  | 841615 | New Construction | N/A | [5 empty] | 103156 |  | 46174 |  | 43417 |  |  | Single Pole | 0 |  | 96216,96217,96218,96219,96220,96221,103554,103555,103556,103557,103558,103559 | 050aEzwQLErOVNO9YHe8dS | 1 |  | M_Lighting Switches:Single Pole:Single Pole:841615 |  |  | N/A | 1486 | N/A |  | N/A | N/A | N/A | N/A | N/A |  | 120 V/1-0 VA | N/A | Linked Revit Model : Clinic_A.rvt |  |  |  | Level: Level 2 |  |  |  | 1.200000 |  | 0.000000 | [5 empty] | 1.200000 |  |  |  |  | N/A | UNSET | N/A | N/A | TRUE | N/A | 0 | N/A | 0 | 0 | 0 | 0 | 0 | UNSET | N/A | N/A | FIXED | N/A | Switches | UNSET | N/A |  | N/A | N/A | N/A | 0 | L1 | 0 | N/A | N/A | N/A | 0 | [16 empty] | N/A |  |  |  | 23.80.50.11.14 | [7 empty] | Other |  | L42B | 1 | [5 empty] | 1291.669250 | 0.000000
2141 | 2B9 |  | 943724 | New Construction | N/A | [5 empty] | 103156 |  | 46831 |  | 44057 |  |  | Standard | 0 |  | 100261,100262,100263,100264,100265,100266,103571,103572,103573,103574,103575 | 1k8p9C4S9CiONR7YL7KKWF | 1 |  | M_Duplex Receptacle:Standard:Standard:943724 |  |  | N/A | 2141 | N/A |  | N/A | N/A | N/A | N/A | N/A |  | 120 V/1-180 VA | N/A | Linked Revit Model : Clinic_A.rvt | UNSET |  |  | Level: Level 2 |  |  |  | 0.500000 | [7 empty] | 0.460000 |  |  |  |  | N/A | UNSET | N/A | N/A | TRUE | N/A | 0 | N/A | 0 | 0 | 0 | 0 | 0 | UNSET | N/A | N/A | FIXED | N/A | Ground Fault Receptacles | UNSET | N/A |  | N/A | N/A | N/A | 0 | L1 | 0 | N/A | N/A | N/A | 0 | [16 empty] | N/A |  |  |  | 23.80.50.11.17 | [7 empty] | Receptacle |  | N22B1 | 25 | [5 empty] | 1291.669250 | 0.000000 | 568 | 1937.503875 | TRUE
2142 | 2B9 |  | 943911 | New Construction | N/A | [5 empty] | 103156 |  | 46832 |  | 44058 |  |  | Standard | 0 |  | 100267,100268,100269,100270,100271,100272,103571,103572,103573,103574,103575 | 1k8p9C4S9CiONR7YL7KKb4 | 1 |  | M_Duplex Receptacle:Standard:Standard:943911 |  |  | N/A | 2142 | N/A |  | N/A | N/A | N/A | N/A | N/A |  | 120 V/1-180 VA | N/A | Linked Revit Model : Clinic_A.rvt | UNSET |  |  | Level: Level 2 |  |  |  | 0.500000 | [7 empty] | 0.460000 |  |  |  |  | N/A | UNSET | N/A | N/A | TRUE | N/A | 0 | N/A | 0 | 0 | 0 | 0 | 0 | UNSET | N/A | N/A | FIXED | N/A | Ground Fault Receptacles | UNSET | N/A |  | N/A | N/A | N/A | 0 | L1 | 0 | N/A | N/A | N/A | 0 | [16 empty] | N/A |  |  |  | 23.80.50.11.17 | [7 empty] | Receptacle |  | N22B1 | 25 | [5 empty] | 1291.669250 | 0.000000 | 569 | 1937.503875 | TRUE
2143 | 2B9 |  | 943954 | New Construction | N/A | [5 empty] | 103156 |  | 46833 |  | 44059 |  |  | Standard | 0 |  | 100273,100274,100275,100276,100277,100278,103571,103572,103573,103574,103575 | 1k8p9C4S9CiONR7YL7KKan | 1 |  | M_Duplex Receptacle:Standard:Standard:943954 |  |  | N/A | 2143 | N/A |  | N/A | N/A | N/A | N/A | N/A |  | 120 V/1-180 VA | N/A | Linked Revit Model : Clinic_A.rvt | UNSET |  |  | Level: Level 2 |  |  |  | 0.500000 | [7 empty] | 0.460000 |  |  |  |  | N/A | UNSET | N/A | N/A | TRUE | N/A | 0 | N/A | 0 | 0 | 0 | 0 | 0 | UNSET | N/A | N/A | FIXED | N/A | Ground Fault Receptacles | UNSET | N/A |  | N/A | N/A | N/A | 0 | L1 | 0 | N/A | N/A | N/A | 0 | [16 empty] | N/A |  |  |  | 23.80.50.11.17 | [7 empty] | Receptacle |  | N22B1 | 25 | [5 empty] | 1291.669250 | 0.000000 | 570 | 1937.503875 | TRUE
957 | 2B10 | 0 | 773282 | New Construction | N/A |  | 0 |  | 0 |  | 103322 | Point+HemiSpherical | 45824 |  | 53691 | REF TYPE MARK | 0 | B1 - 0610x1219mm | 0 | 86690 | 93947,93948,93949,93950,93951,93952,93953,103561,103562,103563,103564,103565,103566,103567,103568,103569 | 0yuotxu8DEgv2qMIt$xNiN | 1 |  | M_Troffer Light - Parabolic Rectangular:B1 - 0610x1219mm:B1 - 0610x1219mm:773282 |  | NO | N/A | 957 | N/A | 16777215 | N/A | N/A | N/A | N/A | N/A |  | 120 V/1-80 VA | N/A | Linked Revit Model : Clinic_A.rvt | UNSET |  |  | Level: Level 2 | UNSET | F | 0 | 2.680000 |  | 861.112833 | 0 | 0.050000 |  |  |  | 1.200000 |  |  | T8, 1219mm, RAPID START, CRI=75 |  | N/A | UNSET | N/A | N/A | TRUE | N/A | 0 | N/A | 0 | 0 | 0 | 0 | 0 | UNSET | N/A | N/A | FIXED | N/A | Downlights | UNSET | N/A | D5020210 | N/A | N/A | N/A | 0 | L1 | 0 | N/A | N/A | N/A | 0 | UNSET | UNSET | 0 | 0 | 0 | 0 | 0 | [9 empty] | N/A | Lighting - Fluorescent |  |  | 23.80.70.11.14.11 |  |  | B1 |  |  |  | 1291.669250 | Lighting - Dwelling Unit | 1 | L42B | 3 |  |  | 2900.000000 | 32 | [8 empty] | Metal - Paint Finish - Dark Gray, Matte | Glass - White, High Luminance | Metal - Chrome
958 | 2B10 | 0 | 773329 | New Construction | N/A |  | 0 |  | 0 |  | 103322 | Point+HemiSpherical | 45825 |  | 53692 | REF TYPE MARK | 0 | B1 - 0610x1219mm | 0 | 86689 | 93954,93955,93956,93957,93958,93959,93960,103561,103562,103563,103564,103565,103566,103567,103568,103569 | 0yuotxu8DEgv2qMIt$xNja | 1 |  | M_Troffer Light - Parabolic Rectangular:B1 - 0610x1219mm:B1 - 0610x1219mm:773329 |  | NO | N/A | 958 | N/A | 16777215 | N/A | N/A | N/A | N/A | N/A |  | 120 V/1-80 VA | N/A | Linked Revit Model : Clinic_A.rvt | UNSET |  |  | Level: Level 2 | UNSET | F | 0 | 2.680000 |  | 861.112833 | 0 | 0.050000 |  |  |  | 1.200000 |  |  | T8, 1219mm, RAPID START, CRI=75 |  | N/A | UNSET | N/A | N/A | TRUE | N/A | 0 | N/A | 0 | 0 | 0 | 0 | 0 | UNSET | N/A | N/A | FIXED | N/A | Downlights | UNSET | N/A | D5020210 | N/A | N/A | N/A | 0 | L1 | 0 | N/A | N/A | N/A | 0 | UNSET | UNSET | 0 | 0 | 0 | 0 | 0 | [9 empty] | N/A | Lighting - Fluorescent |  |  | 23.80.70.11.14.11 |  |  | B1 |  |  |  | 1291.669250 | Lighting - Dwelling Unit | 1 | L42B | 3 |  |  | 2900.000000 | 32 | [8 empty] | Metal - Paint Finish - Dark Gray, Matte | Glass - White, High Luminance | Metal - Chrome
959 | 2B10 | 0 | 773377 | New Construction | N/A |  | 0 |  | 0 |  | 103322 | Point+HemiSpherical | 45826 |  | 53693 | REF TYPE MARK | 0 | B1 - 0610x1219mm | 0 | 86688 | 93961,93962,93963,93964,93965,93966,93967,103561,103562,103563,103564,103565,103566,103567,103568,103569 | 0yuotxu8DEgv2qMIt$xNgq | 1 |  | M_Troffer Light - Parabolic Rectangular:B1 - 0610x1219mm:B1 - 0610x1219mm:773377 |  | NO | N/A | 959 | N/A | 16777215 | N/A | N/A | N/A | N/A | N/A |  | 120 V/1-80 VA | N/A | Linked Revit Model : Clinic_A.rvt | UNSET |  |  | Level: Level 2 | UNSET | F | 0 | 2.680000 |  | 861.112833 | 0 | 0.050000 |  |  |  | 1.200000 |  |  | T8, 1219mm, RAPID START, CRI=75 |  | N/A | UNSET | N/A | N/A | TRUE | N/A | 0 | N/A | 0 | 0 | 0 | 0 | 0 | UNSET | N/A | N/A | FIXED | N/A | Downlights | UNSET | N/A | D5020210 | N/A | N/A | N/A | 0 | L1 | 0 | N/A | N/A | N/A | 0 | UNSET | UNSET | 0 | 0 | 0 | 0 | 0 | [9 empty] | N/A | Lighting - Fluorescent |  |  | 23.80.70.11.14.11 |  |  | B1 |  |  |  | 1291.669250 | Lighting - Dwelling Unit | 1 | L42B | 3 |  |  | 2900.000000 | 32 | [8 empty] | Metal - Paint Finish - Dark Gray, Matte | Glass - White, High Luminance | Metal - Chrome
960 | 2B10 | 0 | 773454 | New Construction | N/A |  | 0 |  | 0 |  | 103322 | Point+HemiSpherical | 45827 |  | 53694 | REF TYPE MARK | 0 | B1B - 0610x1219mm | 0 | 86687 | 93968,93969,93970,93971,93972,93973,93974,103443,103444,103445,103446,103447,103448,103449,103450,103452 | 0yuotxu8DEgv2qMIt$xNhx | 1 |  | M_Troffer Light - Parabolic Rectangular:B1B - 0610x1219mm:B1B - 0610x1219mm:773454 |  | YES | N/A | 960 | N/A | 16777215 | N/A | N/A | N/A | N/A | N/A |  | 120 V/1-80 VA | N/A | Linked Revit Model : Clinic_A.rvt | UNSET |  |  | Level: Level 2 | UNSET | F | 0 | 2.680000 |  | 861.112833 | 0 | 0.050000 |  |  |  | 1.200000 |  |  | T8, 1219mm, RAPID START, CRI=75 |  | N/A | UNSET | N/A | N/A | TRUE | N/A | 0 | N/A | 0 | 0 | 0 | 0 | 0 | UNSET | N/A | N/A | FIXED | N/A | Downlights | UNSET | N/A | D5020210 | N/A | N/A | N/A | 0 | L1 | 0 | N/A | N/A | N/A | 0 | UNSET | UNSET | 0 | 0 | 0 | 0 | 0 | [9 empty] | N/A | Lighting - Fluorescent |  |  | 23.80.70.11.14.11 |  |  | B1B |  |  |  | 1291.669250 | Lighting - Dwelling Unit | 1 | L42B | 3 |  |  | 2900.000000 | 32 | [8 empty] | Metal - Paint Finish - Dark Gray, Matte | Glass - White, High Luminance | Metal - Chrome
1503 | 2B10 |  | 844548 | New Construction | N/A | [5 empty] | 103322 |  | 46192 |  | 43434 |  |  | Single Pole | 0 |  | 96330,96331,96332,96333,96334,96335,103554,103555,103556,103557,103558,103559 | 050aEzwQLErOVNO9YHeBrN | 1 |  | M_Lighting Switches:Single Pole:Single Pole:844548 |  |  | N/A | 1503 | N/A |  | N/A | N/A | N/A | N/A | N/A |  | 120 V/1-0 VA | N/A | Linked Revit Model : Clinic_A.rvt |  |  |  | Level: Level 2 |  |  |  | 1.200000 |  | 0.000000 | [5 empty] | 1.200000 |  |  |  |  | N/A | UNSET | N/A | N/A | TRUE | N/A | 0 | N/A | 0 | 0 | 0 | 0 | 0 | UNSET | N/A | N/A | FIXED | N/A | Switches | UNSET | N/A |  | N/A | N/A | N/A | 0 | L1 | 0 | N/A | N/A | N/A | 0 | [16 empty] | N/A |  |  |  | 23.80.50.11.14 | [7 empty] | Other |  | L42B | 3 | [5 empty] | 1291.669250 | 0.000000
2168 | 2B10 |  | 946922 | New Construction | N/A | [5 empty] | 103322 |  | 46858 |  | 44084 |  |  | Standard | 0 |  | 100423,100424,100425,100426,100427,100428,103571,103572,103573,103574,103575 | 1k8p9C4S9CiONR7YL7KLo9 | 1 |  | M_Duplex Receptacle:Standard:Standard:946922 |  |  | N/A | 2168 | N/A |  | N/A | N/A | N/A | N/A | N/A |  | 120 V/1-180 VA | N/A | Linked Revit Model : Clinic_A.rvt | UNSET |  |  | Level: Level 2 |  |  |  | 0.500000 | [7 empty] | 0.460000 |  |  |  |  | N/A | UNSET | N/A | N/A | TRUE | N/A | 0 | N/A | 0 | 0 | 0 | 0 | 0 | UNSET | N/A | N/A | FIXED | N/A | Ground Fault Receptacles | UNSET | N/A |  | N/A | N/A | N/A | 0 | L1 | 0 | N/A | N/A | N/A | 0 | [16 empty] | N/A |  |  |  | 23.80.50.11.17 | [7 empty] | Receptacle |  | N22B1 | 27 | [5 empty] | 1291.669250 | 0.000000 | 595 | 1937.503875 | TRUE
2169 | 2B10 |  | 947215 | New Construction | N/A | [5 empty] | 103322 |  | 46859 |  | 44085 |  |  | Standard | 0 |  | 100429,100430,100431,100432,100433,100434,103571,103572,103573,103574,103575 | 1k8p9C4S9CiONR7YL7KLfi | 1 |  | M_Duplex Receptacle:Standard:Standard:947215 |  |  | N/A | 2169 | N/A |  | N/A | N/A | N/A | N/A | N/A |  | 120 V/1-180 VA | N/A | Linked Revit Model : Clinic_A.rvt | UNSET |  |  | Level: Level 2 |  |  |  | 0.500000 | [7 empty] | 0.460000 |  |  |  |  | N/A | UNSET | N/A | N/A | TRUE | N/A | 0 | N/A | 0 | 0 | 0 | 0 | 0 | UNSET | N/A | N/A | FIXED | N/A | Ground Fault Receptacles | UNSET | N/A |  | N/A | N/A | N/A | 0 | L1 | 0 | N/A | N/A | N/A | 0 | [16 empty] | N/A |  |  |  | 23.80.50.11.17 | [7 empty] | Receptacle |  | N22B1 | 27 | [5 empty] | 1291.669250 | 0.000000 | 596 | 1937.503875 | TRUE
2170 | 2B10 |  | 947259 | New Construction | N/A | [5 empty] | 103322 |  | 46860 |  | 44086 |  |  | Standard | 0 |  | 100435,100436,100437,100438,100439,100440,103571,103572,103573,103574,103575 | 1k8p9C4S9CiONR7YL7KLfO | 1 |  | M_Duplex Receptacle:Standard:Standard:947259 |  |  | N/A | 2170 | N/A |  | N/A | N/A | N/A | N/A | N/A |  | 120 V/1-180 VA | N/A | Linked Revit Model : Clinic_A.rvt | UNSET |  |  | Level: Level 2 |  |  |  | 0.500000 | [7 empty] | 0.460000 |  |  |  |  | N/A | UNSET | N/A | N/A | TRUE | N/A | 0 | N/A | 0 | 0 | 0 | 0 | 0 | UNSET | N/A | N/A | FIXED | N/A | Ground Fault Receptacles | UNSET | N/A |  | N/A | N/A | N/A | 0 | L1 | 0 | N/A | N/A | N/A | 0 | [16 empty] | N/A |  |  |  | 23.80.50.11.17 | [7 empty] | Receptacle |  | N22B1 | 27 | [5 empty] | 1291.669250 | 0.000000 | 597 | 1937.503875 | TRUE
2171 | 2B10 |  | 947303 | New Construction | N/A | [5 empty] | 103322 |  | 46861 |  | 44087 |  |  | Standard | 0 |  | 100441,100442,100443,100444,100445,100446,103571,103572,103573,103574,103575 | 1k8p9C4S9CiONR7YL7KLe4 | 1 |  | M_Duplex Receptacle:Standard:Standard:947303 |  |  | N/A | 2171 | N/A |  | N/A | N/A | N/A | N/A | N/A |  | 120 V/1-180 VA | N/A | Linked Revit Model : Clinic_A.rvt | UNSET |  |  | Level: Level 2 |  |  |  | 0.500000 | [7 empty] | 0.460000 |  |  |  |  | N/A | UNSET | N/A | N/A | TRUE | N/A | 0 | N/A | 0 | 0 | 0 | 0 | 0 | UNSET | N/A | N/A | FIXED | N/A | Ground Fault Receptacles | UNSET | N/A |  | N/A | N/A | N/A | 0 | L1 | 0 | N/A | N/A | N/A | 0 | [16 empty] | N/A |  |  |  | 23.80.50.11.17 | [7 empty] | Receptacle |  | N22B1 | 27 | [5 empty] | 1291.669250 | 0.000000 | 598 | 1937.503875 | TRUE
2172 | 2B10 |  | 947367 | New Construction | N/A | [5 empty] | 103322 |  | 46862 |  | 44088 |  |  | Standard | 0 |  | 100447,100448,100449,100450,100451,100452,103571,103572,103573,103574,103575 | 1k8p9C4S9CiONR7YL7KLh4 | 1 |  | M_Duplex Receptacle:Standard:Standard:947367 |  |  | N/A | 2172 | N/A |  | N/A | N/A | N/A | N/A | N/A |  | 120 V/1-180 VA | N/A | Linked Revit Model : Clinic_A.rvt | UNSET |  |  | Level: Level 2 |  |  |  | 0.500000 | [7 empty] | 0.460000 |  |  |  |  | N/A | UNSET | N/A | N/A | TRUE | N/A | 0 | N/A | 0 | 0 | 0 | 0 | 0 | UNSET | N/A | N/A | FIXED | N/A | Ground Fault Receptacles | UNSET | N/A |  | N/A | N/A | N/A | 0 | L1 | 0 | N/A | N/A | N/A | 0 | [16 empty] | N/A |  |  |  | 23.80.50.11.17 | [7 empty] | Receptacle |  | N22B1 | 27 | [5 empty] | 1291.669250 | 0.000000 | 599 | 1937.503875 | TRUE
1179 | 2B11 | 0 | 781718 | New Construction | N/A |  | 0 |  | 0 |  | 103354 | Point+HemiSpherical | 45921 |  | 53788 | REF TYPE MARK | 0 | SC - 213mm Diameter | 0 |  | 94648,94649,94650,94651,94652,94653,94654,103456,103457,103458,103459,103460,103461,103462,103463 | 0yuotxu8DEgv2qMIt$xLeZ | 1 |  | M_Downlight - Recessed Can:SC - 213mm Diameter:SC - 213mm Diameter:781718 |  | NO | N/A | 1179 | N/A | 16777215 | N/A | N/A | N/A | N/A | N/A |  | 120 V/1-100 VA | N/A | Linked Revit Model : Clinic_A.rvt | UNSET |  |  | Level: Level 2 | UNSET | F | 0 | 2.680000 |  | 1076.391042 | 0 | 0.050000 |  |  |  | 1.200000 |  |  | T4, TRIPLE TUBE, CRI=82 |  | N/A | UNSET | N/A | N/A | TRUE | N/A | 0 | N/A | 0 | 0 | 0 | 0 | 0 | UNSET | N/A | N/A | FIXED | N/A | Downlights | UNSET | N/A | D5020220 | N/A | N/A | N/A | 0 | L1 | 0 | N/A | N/A | N/A | 0 | UNSET | UNSET | 0 | 0 | 0 | 0 | 0 | [9 empty] | N/A | Lighting - Incandescent |  |  | 23.80.70.11.14.11 |  |  | SC |  |  | 0.100000 | 1291.669250 | Lighting - Dwelling Unit | 1 | L42B | 4 | 0.200000 | 0.200000 | 2400.000000 | 32 | 0.087300
1180 | 2B11 | 0 | 781769 | New Construction | N/A |  | 0 |  | 0 |  | 103354 | Point+HemiSpherical | 45922 |  | 53789 | REF TYPE MARK | 0 | SC - 213mm Diameter | 0 |  | 94655,94656,94657,94658,94659,94660,94661,103456,103457,103458,103459,103460,103461,103462,103463 | 0yuotxu8DEgv2qMIt$xLfy | 1 |  | M_Downlight - Recessed Can:SC - 213mm Diameter:SC - 213mm Diameter:781769 |  | NO | N/A | 1180 | N/A | 16777215 | N/A | N/A | N/A | N/A | N/A |  | 120 V/1-100 VA | N/A | Linked Revit Model : Clinic_A.rvt | UNSET |  |  | Level: Level 2 | UNSET | F | 0 | 2.680000 |  | 1076.391042 | 0 | 0.050000 |  |  |  | 1.200000 |  |  | T4, TRIPLE TUBE, CRI=82 |  | N/A | UNSET | N/A | N/A | TRUE | N/A | 0 | N/A | 0 | 0 | 0 | 0 | 0 | UNSET | N/A | N/A | FIXED | N/A | Downlights | UNSET | N/A | D5020220 | N/A | N/A | N/A | 0 | L1 | 0 | N/A | N/A | N/A | 0 | UNSET | UNSET | 0 | 0 | 0 | 0 | 0 | [9 empty] | N/A | Lighting - Incandescent |  |  | 23.80.70.11.14.11 |  |  | SC |  |  | 0.100000 | 1291.669250 | Lighting - Dwelling Unit | 1 | L42B | 4 | 0.200000 | 0.200000 | 2400.000000 | 32 | 0.087300
1181 | 2B11 | 0 | 781817 | New Construction | N/A |  | 0 |  | 0 |  | 103354 | Point+HemiSpherical | 45923 |  | 53790 | REF TYPE MARK | 0 | SC - 213mm Diameter | 0 |  | 94662,94663,94664,94665,94666,94667,94668,103456,103457,103458,103459,103460,103461,103462,103463 | 0yuotxu8DEgv2qMIt$xLfC | 1 |  | M_Downlight - Recessed Can:SC - 213mm Diameter:SC - 213mm Diameter:781817 |  | NO | N/A | 1181 | N/A | 16777215 | N/A | N/A | N/A | N/A | N/A |  | 120 V/1-100 VA | N/A | Linked Revit Model : Clinic_A.rvt | UNSET |  |  | Level: Level 2 | UNSET | F | 0 | 2.680000 |  | 1076.391042 | 0 | 0.050000 |  |  |  | 1.200000 |  |  | T4, TRIPLE TUBE, CRI=82 |  | N/A | UNSET | N/A | N/A | TRUE | N/A | 0 | N/A | 0 | 0 | 0 | 0 | 0 | UNSET | N/A | N/A | FIXED | N/A | Downlights | UNSET | N/A | D5020220 | N/A | N/A | N/A | 0 | L1 | 0 | N/A | N/A | N/A | 0 | UNSET | UNSET | 0 | 0 | 0 | 0 | 0 | [9 empty] | N/A | Lighting - Incandescent |  |  | 23.80.70.11.14.11 |  |  | SC |  |  | 0.100000 | 1291.669250 | Lighting - Dwelling Unit | 1 | L42B | 4 | 0.200000 | 0.200000 | 2400.000000 | 32 | 0.087300
1182 | 2B11 | 0 | 781853 | New Construction | N/A |  | 0 |  | 0 |  | 103354 | Point+HemiSpherical | 45924 |  | 53791 | REF TYPE MARK | 0 | SC - 213mm Diameter | 0 |  | 94669,94670,94671,94672,94673,94674,94675,103456,103457,103458,103459,103460,103461,103462,103463 | 0yuotxu8DEgv2qMIt$xLce | 1 |  | M_Downlight - Recessed Can:SC - 213mm Diameter:SC - 213mm Diameter:781853 |  | NO | N/A | 1182 | N/A | 16777215 | N/A | N/A | N/A | N/A | N/A |  | 120 V/1-100 VA | N/A | Linked Revit Model : Clinic_A.rvt | UNSET |  |  | Level: Level 2 | UNSET | F | 0 | 2.680000 |  | 1076.391042 | 0 | 0.050000 |  |  |  | 1.200000 |  |  | T4, TRIPLE TUBE, CRI=82 |  | N/A | UNSET | N/A | N/A | TRUE | N/A | 0 | N/A | 0 | 0 | 0 | 0 | 0 | UNSET | N/A | N/A | FIXED | N/A | Downlights | UNSET | N/A | D5020220 | N/A | N/A | N/A | 0 | L1 | 0 | N/A | N/A | N/A | 0 | UNSET | UNSET | 0 | 0 | 0 | 0 | 0 | [9 empty] | N/A | Lighting - Incandescent |  |  | 23.80.70.11.14.11 |  |  | SC |  |  | 0.100000 | 1291.669250 | Lighting - Dwelling Unit | 1 | L42B | 4 | 0.200000 | 0.200000 | 2400.000000 | 32 | 0.087300
1183 | 2B11 | 0 | 781897 | New Construction | N/A |  | 0 |  | 0 |  | 103354 | Point+HemiSpherical | 45926 |  | 53792 | REF TYPE MARK | 0 | SC - 213mm Diameter | 0 |  | 94676,94677,94678,94679,94680,94681,94682,103456,103457,103458,103459,103460,103461,103462,103463 | 0yuotxu8DEgv2qMIt$xLdy | 1 |  | M_Downlight - Recessed Can:SC - 213mm Diameter:SC - 213mm Diameter:781897 |  | NO | N/A | 1183 | N/A | 16777215 | N/A | N/A | N/A | N/A | N/A |  | 120 V/1-100 VA | N/A | Linked Revit Model : Clinic_A.rvt | UNSET |  |  | Level: Level 2 | UNSET | F | 0 | 2.680000 |  | 1076.391042 | 0 | 0.050000 |  |  |  | 1.200000 |  |  | T4, TRIPLE TUBE, CRI=82 |  | N/A | UNSET | N/A | N/A | TRUE | N/A | 0 | N/A | 0 | 0 | 0 | 0 | 0 | UNSET | N/A | N/A | FIXED | N/A | Downlights | UNSET | N/A | D5020220 | N/A | N/A | N/A | 0 | L1 | 0 | N/A | N/A | N/A | 0 | UNSET | UNSET | 0 | 0 | 0 | 0 | 0 | [9 empty] | N/A | Lighting - Incandescent |  |  | 23.80.70.11.14.11 |  |  | SC |  |  | 0.100000 | 1291.669250 | Lighting - Dwelling Unit | 1 | L42B | 4 | 0.200000 | 0.200000 | 2400.000000 | 32 | 0.087300
1184 | 2B11 | 0 | 781949 | New Construction | N/A |  | 0 |  | 0 |  | 103354 | Point+HemiSpherical | 45927 |  | 53793 | REF TYPE MARK | 0 | SC - 213mm Diameter | 0 |  | 94683,94684,94685,94686,94687,94688,94689,103456,103457,103458,103459,103460,103461,103462,103463 | 0yuotxu8DEgv2qMIt$xLd8 | 1 |  | M_Downlight - Recessed Can:SC - 213mm Diameter:SC - 213mm Diameter:781949 |  | NO | N/A | 1184 | N/A | 16777215 | N/A | N/A | N/A | N/A | N/A |  | 120 V/1-100 VA | N/A | Linked Revit Model : Clinic_A.rvt | UNSET |  |  | Level: Level 2 | UNSET | F | 0 | 2.680000 |  | 1076.391042 | 0 | 0.050000 |  |  |  | 1.200000 |  |  | T4, TRIPLE TUBE, CRI=82 |  | N/A | UNSET | N/A | N/A | TRUE | N/A | 0 | N/A | 0 | 0 | 0 | 0 | 0 | UNSET | N/A | N/A | FIXED | N/A | Downlights | UNSET | N/A | D5020220 | N/A | N/A | N/A | 0 | L1 | 0 | N/A | N/A | N/A | 0 | UNSET | UNSET | 0 | 0 | 0 | 0 | 0 | [9 empty] | N/A | Lighting - Incandescent |  |  | 23.80.70.11.14.11 |  |  | SC |  |  | 0.100000 | 1291.669250 | Lighting - Dwelling Unit | 1 | L42B | 4 | 0.200000 | 0.200000 | 2400.000000 | 32 | 0.087300
2144 | 2B11 |  | 944059 | New Construction | N/A | [5 empty] | 103354 |  | 46834 |  | 44060 |  |  | Standard | 0 |  | 100279,100280,100281,100282,100283,100284,103571,103572,103573,103574,103575 | 1k8p9C4S9CiONR7YL7KKdO | 1 |  | M_Duplex Receptacle:Standard:Standard:944059 |  |  | N/A | 2144 | N/A |  | N/A | N/A | N/A | N/A | N/A |  | 120 V/1-180 VA | N/A | Linked Revit Model : Clinic_A.rvt | UNSET |  |  | Level: Level 2 |  |  |  | 0.500000 | [7 empty] | 0.460000 |  |  |  |  | N/A | UNSET | N/A | N/A | TRUE | N/A | 0 | N/A | 0 | 0 | 0 | 0 | 0 | UNSET | N/A | N/A | FIXED | N/A | Ground Fault Receptacles | UNSET | N/A |  | N/A | N/A | N/A | 0 | L1 | 0 | N/A | N/A | N/A | 0 | [16 empty] | N/A |  |  |  | 23.80.50.11.17 | [7 empty] | Receptacle |  | N22B1 | 26 | [5 empty] | 1291.669250 | 0.000000 | 571 | 1937.503875 | TRUE
2145 | 2B11 |  | 944305 | New Construction | N/A | [5 empty] | 103354 |  | 46835 |  | 44061 |  |  | Standard | 0 |  | 100285,100286,100287,100288,100289,100290,103571,103572,103573,103574,103575 | 1k8p9C4S9CiONR7YL7KKRI | 1 |  | M_Duplex Receptacle:Standard:Standard:944305 |  |  | N/A | 2145 | N/A |  | N/A | N/A | N/A | N/A | N/A |  | 120 V/1-180 VA | N/A | Linked Revit Model : Clinic_A.rvt | UNSET |  |  | Level: Level 2 |  |  |  | 0.500000 | [7 empty] | 0.460000 |  |  |  |  | N/A | UNSET | N/A | N/A | TRUE | N/A | 0 | N/A | 0 | 0 | 0 | 0 | 0 | UNSET | N/A | N/A | FIXED | N/A | Ground Fault Receptacles | UNSET | N/A |  | N/A | N/A | N/A | 0 | L1 | 0 | N/A | N/A | N/A | 0 | [16 empty] | N/A |  |  |  | 23.80.50.11.17 | [7 empty] | Receptacle |  | N22B1 | 26 | [5 empty] | 1291.669250 | 0.000000 | 572 | 1937.503875 | TRUE
2146 | 2B11 |  | 944589 | New Construction | N/A | [5 empty] | 103354 |  | 46836 |  | 44062 |  |  | Standard | 0 |  | 100291,100292,100293,100294,100295,100296,103571,103572,103573,103574,103575 | 1k8p9C4S9CiONR7YL7KKUk | 1 |  | M_Duplex Receptacle:Standard:Standard:944589 |  |  | N/A | 2146 | N/A |  | N/A | N/A | N/A | N/A | N/A |  | 120 V/1-180 VA | N/A | Linked Revit Model : Clinic_A.rvt | UNSET |  |  | Level: Level 2 |  |  |  | 0.500000 | [7 empty] | 0.460000 |  |  |  |  | N/A | UNSET | N/A | N/A | TRUE | N/A | 0 | N/A | 0 | 0 | 0 | 0 | 0 | UNSET | N/A | N/A | FIXED | N/A | Ground Fault Receptacles | UNSET | N/A |  | N/A | N/A | N/A | 0 | L1 | 0 | N/A | N/A | N/A | 0 | [16 empty] | N/A |  |  |  | 23.80.50.11.17 | [7 empty] | Receptacle |  | N22B1 | 26 | [5 empty] | 1291.669250 | 0.000000 | 573 | 1937.503875 | TRUE
2147 | 2B11 |  | 944633 | New Construction | N/A | [5 empty] | 103354 |  | 46837 |  | 44063 |  |  | Standard | 0 |  | 100297,100298,100299,100300,100301,100302,103571,103572,103573,103574,103575 | 1k8p9C4S9CiONR7YL7KKUQ | 1 |  | M_Duplex Receptacle:Standard:Standard:944633 |  |  | N/A | 2147 | N/A |  | N/A | N/A | N/A | N/A | N/A |  | 120 V/1-180 VA | N/A | M_Duplex Receptacle : Standard | UNSET |  |  | Level: Level 2 |  |  |  | 0.500000 | [7 empty] | 0.460000 |  |  |  |  | N/A | UNSET | N/A | N/A | TRUE | N/A | 0 | N/A | 0 | 0 | 0 | 0 | 0 | UNSET | N/A | N/A | FIXED | N/A | Ground Fault Receptacles | UNSET | N/A |  | N/A | N/A | N/A | 0 | L1 | 0 | N/A | N/A | N/A | 0 | [16 empty] | N/A |  |  |  | 23.80.50.11.17 | [7 empty] | Receptacle |  | N22B1 | 26 | [5 empty] | 1291.669250 | 0.000000 | 574 | 1937.503875 | TRUE
2148 | 2B11 |  | 944820 | New Construction | N/A | [5 empty] | 103354 |  | 46838 |  | 44064 |  |  | Standard | 0 |  | 100303,100304,100305,100306,100307,100308,103571,103572,103573,103574,103575 | 1k8p9C4S9CiONR7YL7KKJN | 1 |  | M_Duplex Receptacle:Standard:Standard:944820 |  |  | N/A | 2148 | N/A |  | N/A | N/A | N/A | N/A | N/A |  | 120 V/1-180 VA | N/A | Linked Revit Model : Clinic_A.rvt | UNSET |  |  | Level: Level 2 |  |  |  | 0.500000 | [7 empty] | 0.460000 |  |  |  |  | N/A | UNSET | N/A | N/A | TRUE | N/A | 0 | N/A | 0 | 0 | 0 | 0 | 0 | UNSET | N/A | N/A | FIXED | N/A | Ground Fault Receptacles | UNSET | N/A |  | N/A | N/A | N/A | 0 | L1 | 0 | N/A | N/A | N/A | 0 | [16 empty] | N/A |  |  |  | 23.80.50.11.17 | [7 empty] | Receptacle |  | N22B1 | 26 | [5 empty] | 1291.669250 | 0.000000 | 575 | 1937.503875 | TRUE
994 | 2B12 | 0 | 776596 | New Construction | N/A |  | 0 |  | 0 |  | 103089 | Point+HemiSpherical | 45861 |  | 53728 | REF TYPE MARK | 0 | Q4B - 1219mm - 1m Drop | 0 | 86653 | 94209,94210,94211,94212,94213,94214,94215,103396,103397,103398,103399,103400,103401,103402,103403,103405 | 0yuotxu8DEgv2qMIt$xMuX | 1 |  | M_Pendant Light - Linear:Q4B - 1219mm - 1m Drop:Q4B - 1219mm - 1m Drop:776596 |  | YES | N/A | 994 | N/A | 16777215 | N/A | N/A | N/A | N/A | N/A |  | 120 V/1-64 VA | N/A | Linked Revit Model : Clinic_A.rvt | UNSET |  |  | Level: Level 2 | UNSET | F | 0 | 2.680000 |  | 688.890267 | 0 | 0.050000 |  |  |  | 1.200000 |  |  | T8, 1219mm, RAPID START, CRI=75 T8, 1219mm, RAPID START, CRI=75 T8, 1219mm, RAPID START, CRI=75 |  | N/A | UNSET | N/A | N/A | TRUE | N/A | 0 | N/A | 0 | 0 | 0 | 0 | 0 | UNSET | N/A | N/A | FIXED | N/A | General Luminaries, Non Directional | UNSET | N/A | D5020210 | N/A | N/A | N/A | 0 | L1 | 0 | N/A | N/A | N/A | 0 | UNSET | UNSET | 0 | 0 | 0 | 0 | 0 | [9 empty] | N/A | Lighting - Fluorescent |  |  | 23.80.70.11.11 |  |  | Q4B |  |  |  | 1291.669250 | Lighting - Dwelling Unit | 1 | L42B | 3 |  |  | 2900.000000 | 32 | [9 empty] | Glass - White, High Luminance |  | 1.200000 | 2.000000 | Metal - Paint Finish - Ivory, Glossy | Metal - Paint Finish - Ivory, Glossy
995 | 2B12 | 0 | 776627 | New Construction | N/A |  | 0 |  | 0 |  | 103089 | Point+HemiSpherical | 45862 |  | 53729 | REF TYPE MARK | 0 | Q4 - 1219mm - 1m Drop | 0 | 86652 | 94216,94217,94218,94219,94220,94221,94222,103507,103508,103509,103510,103511,103512,103513,103514,103515 | 0yuotxu8DEgv2qMIt$xMu6 | 1 |  | M_Pendant Light - Linear:Q4 - 1219mm - 1m Drop:Q4 - 1219mm - 1m Drop:776627 |  | NO | N/A | 995 | N/A | 16777215 | N/A | N/A | N/A | N/A | N/A |  | 120 V/1-64 VA | N/A | Linked Revit Model : Clinic_A.rvt | UNSET |  |  | Level: Level 2 | UNSET | F | 0 | 2.680000 |  | 688.890267 | 0 | 0.050000 |  |  |  | 1.200000 |  |  | T8, 1219mm, RAPID START, CRI=75 T8, 1219mm, RAPID START, CRI=75 T8, 1219mm, RAPID START, CRI=75 |  | N/A | UNSET | N/A | N/A | TRUE | N/A | 0 | N/A | 0 | 0 | 0 | 0 | 0 | UNSET | N/A | N/A | FIXED | N/A | General Luminaries, Non Directional | UNSET | N/A | D5020210 | N/A | N/A | N/A | 0 | L1 | 0 | N/A | N/A | N/A | 0 | UNSET | UNSET | 0 | 0 | 0 | 0 | 0 | [9 empty] | N/A | Lighting - Fluorescent |  |  | 23.80.70.11.11 |  |  | Q4 |  |  |  | 1291.669250 | Lighting - Dwelling Unit | 1 | L42B | 3 |  |  | 2900.000000 | 32 | [9 empty] | Glass - White, High Luminance |  | 1.200000 | 2.000000 | Metal - Paint Finish - Ivory, Glossy | Metal - Paint Finish - Ivory, Glossy
1502 | 2B12 |  | 844413 | New Construction | N/A | [5 empty] | 103089 |  | 46191 |  | 43433 |  |  | Single Pole | 0 |  | 96324,96325,96326,96327,96328,96329,103554,103555,103556,103557,103558,103559 | 050aEzwQLErOVNO9YHeBmk | 1 |  | M_Lighting Switches:Single Pole:Single Pole:844413 |  |  | N/A | 1502 | N/A |  | N/A | N/A | N/A | N/A | N/A |  | 120 V/1-0 VA | N/A | Linked Revit Model : Clinic_A.rvt |  |  |  | Level: Level 2 |  |  |  | 1.200000 |  | 0.000000 | [5 empty] | 1.200000 |  |  |  |  | N/A | UNSET | N/A | N/A | TRUE | N/A | 0 | N/A | 0 | 0 | 0 | 0 | 0 | UNSET | N/A | N/A | FIXED | N/A | Switches | UNSET | N/A |  | N/A | N/A | N/A | 0 | L1 | 0 | N/A | N/A | N/A | 0 | [16 empty] | N/A |  |  |  | 23.80.50.11.14 | [7 empty] | Other |  | L42B | 3 | [5 empty] | 1291.669250 | 0.000000
2191 | 2B12 |  | 949150 | New Construction | N/A | [5 empty] | 103089 |  | 46881 |  | 44107 |  |  | Standard | 0 |  | 100561,100562,100563,100564,100565,100566,103571,103572,103573,103574,103575 | 1k8p9C4S9CiONR7YL7KLNz | 1 |  | M_Duplex Receptacle:Standard:Standard:949150 |  |  | N/A | 2191 | N/A |  | N/A | N/A | N/A | N/A | N/A |  | 120 V/1-180 VA | N/A | M_Lighting and Appliance Panelboard - 208V MLO : N22B2 | UNSET |  |  | Level: Level 2 |  |  |  | 0.500000 | [7 empty] | 0.460000 |  |  |  |  | N/A | UNSET | N/A | N/A | TRUE | N/A | 0 | N/A | 0 | 0 | 0 | 0 | 0 | UNSET | N/A | N/A | FIXED | N/A | Ground Fault Receptacles | UNSET | N/A |  | N/A | N/A | N/A | 0 | L1 | 0 | N/A | N/A | N/A | 0 | [16 empty] | N/A |  |  |  | 23.80.50.11.17 | [7 empty] | Receptacle |  | N22B1 | 28 | [5 empty] | 1291.669250 | 0.000000 | 618 | 1937.503875 | TRUE
992 | 2B13 | 0 | 776471 | New Construction | N/A |  | 0 |  | 0 |  | 103369 | Point+HemiSpherical | 45859 |  | 53726 | REF TYPE MARK | 0 | Q4B - 1219mm - 1m Drop | 0 | 86655 | 94195,94196,94197,94198,94199,94200,94201,103396,103397,103398,103399,103400,103401,103402,103403,103405 | 0yuotxu8DEgv2qMIt$xMwY | 1 |  | M_Pendant Light - Linear:Q4B - 1219mm - 1m Drop:Q4B - 1219mm - 1m Drop:776471 |  | YES | N/A | 992 | N/A | 16777215 | N/A | N/A | N/A | N/A | N/A |  | 120 V/1-64 VA | N/A | Linked Revit Model : Clinic_A.rvt | UNSET |  |  | Level: Level 2 | UNSET | F | 0 | 2.680000 |  | 688.890267 | 0 | 0.050000 |  |  |  | 1.200000 |  |  | T8, 1219mm, RAPID START, CRI=75 T8, 1219mm, RAPID START, CRI=75 T8, 1219mm, RAPID START, CRI=75 |  | N/A | UNSET | N/A | N/A | TRUE | N/A | 0 | N/A | 0 | 0 | 0 | 0 | 0 | UNSET | N/A | N/A | FIXED | N/A | General Luminaries, Non Directional | UNSET | N/A | D5020210 | N/A | N/A | N/A | 0 | L1 | 0 | N/A | N/A | N/A | 0 | UNSET | UNSET | 0 | 0 | 0 | 0 | 0 | [9 empty] | N/A | Lighting - Fluorescent |  |  | 23.80.70.11.11 |  |  | Q4B |  |  |  | 1291.669250 | Lighting - Dwelling Unit | 1 | L42B | 3 |  |  | 2900.000000 | 32 | [9 empty] | Glass - White, High Luminance |  | 1.200000 | 2.000000 | Metal - Paint Finish - Ivory, Glossy | Metal - Paint Finish - Ivory, Glossy
993 | 2B13 | 0 | 776509 | New Construction | N/A |  | 0 |  | 0 |  | 103369 | Point+HemiSpherical | 45860 |  | 53727 | REF TYPE MARK | 0 | Q4 - 1219mm - 1m Drop | 0 | 86654 | 94202,94203,94204,94205,94206,94207,94208,103507,103508,103509,103510,103511,103512,103513,103514,103515 | 0yuotxu8DEgv2qMIt$xMw8 | 1 |  | M_Pendant Light - Linear:Q4 - 1219mm - 1m Drop:Q4 - 1219mm - 1m Drop:776509 |  | NO | N/A | 993 | N/A | 16777215 | N/A | N/A | N/A | N/A | N/A |  | 120 V/1-64 VA | N/A | Linked Revit Model : Clinic_A.rvt | UNSET |  |  | Level: Level 2 | UNSET | F | 0 | 2.680000 |  | 688.890267 | 0 | 0.050000 |  |  |  | 1.200000 |  |  | T8, 1219mm, RAPID START, CRI=75 T8, 1219mm, RAPID START, CRI=75 T8, 1219mm, RAPID START, CRI=75 |  | N/A | UNSET | N/A | N/A | TRUE | N/A | 0 | N/A | 0 | 0 | 0 | 0 | 0 | UNSET | N/A | N/A | FIXED | N/A | General Luminaries, Non Directional | UNSET | N/A | D5020210 | N/A | N/A | N/A | 0 | L1 | 0 | N/A | N/A | N/A | 0 | UNSET | UNSET | 0 | 0 | 0 | 0 | 0 | [9 empty] | N/A | Lighting - Fluorescent |  |  | 23.80.70.11.11 |  |  | Q4 |  |  |  | 1291.669250 | Lighting - Dwelling Unit | 1 | L42B | 3 |  |  | 2900.000000 | 32 | [9 empty] | Glass - White, High Luminance |  | 1.200000 | 2.000000 | Metal - Paint Finish - Ivory, Glossy | Metal - Paint Finish - Ivory, Glossy
1501 | 2B13 |  | 844253 | New Construction | N/A | [5 empty] | 103369 |  | 46190 |  | 43432 |  |  | Single Pole | 0 |  | 96318,96319,96320,96321,96322,96323,103554,103555,103556,103557,103558,103559 | 050aEzwQLErOVNO9YHeB_E | 1 |  | M_Lighting Switches:Single Pole:Single Pole:844253 |  |  | N/A | 1501 | N/A |  | N/A | N/A | N/A | N/A | N/A |  | 120 V/1-0 VA | N/A | Linked Revit Model : Clinic_A.rvt |  |  |  | Level: Level 2 |  |  |  | 1.200000 |  | 0.000000 | [5 empty] | 1.200000 |  |  |  |  | N/A | UNSET | N/A | N/A | TRUE | N/A | 0 | N/A | 0 | 0 | 0 | 0 | 0 | UNSET | N/A | N/A | FIXED | N/A | Switches | UNSET | N/A |  | N/A | N/A | N/A | 0 | L1 | 0 | N/A | N/A | N/A | 0 | [16 empty] | N/A |  |  |  | 23.80.50.11.14 | [7 empty] | Other |  | L42B | 3 | [5 empty] | 1291.669250 | 0.000000
2189 | 2B13 |  | 948860 | New Construction | N/A | [5 empty] | 103369 |  | 46879 |  | 44105 |  |  | Standard | 0 |  | 100549,100550,100551,100552,100553,100554,103571,103572,103573,103574,103575 | 1k8p9C4S9CiONR7YL7KLGV | 1 |  | M_Duplex Receptacle:Standard:Standard:948860 |  |  | N/A | 2189 | N/A |  | N/A | N/A | N/A | N/A | N/A |  | 120 V/1-180 VA | N/A | Linked Revit Model : Clinic_A.rvt | UNSET |  |  | Level: Level 2 |  |  |  | 0.500000 | [7 empty] | 0.460000 |  |  |  |  | N/A | UNSET | N/A | N/A | TRUE | N/A | 0 | N/A | 0 | 0 | 0 | 0 | 0 | UNSET | N/A | N/A | FIXED | N/A | Ground Fault Receptacles | UNSET | N/A |  | N/A | N/A | N/A | 0 | L1 | 0 | N/A | N/A | N/A | 0 | [16 empty] | N/A |  |  |  | 23.80.50.11.17 | [7 empty] | Receptacle |  | N22B1 | 10 | [5 empty] | 1291.669250 | 0.000000 | 616 | 1937.503875 | TRUE
2190 | 2B13 |  | 949107 | New Construction | N/A | [5 empty] | 103369 |  | 46880 |  | 44106 |  |  | Standard | 0 |  | 100555,100556,100557,100558,100559,100560,103571,103572,103573,103574,103575 | 1k8p9C4S9CiONR7YL7KLKG | 1 |  | M_Duplex Receptacle:Standard:Standard:949107 |  |  | N/A | 2190 | N/A |  | N/A | N/A | N/A | N/A | N/A |  | 120 V/1-180 VA | N/A | Linked Revit Model : Clinic_A.rvt | UNSET |  |  | Level: Level 2 |  |  |  | 0.500000 | [7 empty] | 0.460000 |  |  |  |  | N/A | UNSET | N/A | N/A | TRUE | N/A | 0 | N/A | 0 | 0 | 0 | 0 | 0 | UNSET | N/A | N/A | FIXED | N/A | Ground Fault Receptacles | UNSET | N/A |  | N/A | N/A | N/A | 0 | L1 | 0 | N/A | N/A | N/A | 0 | [16 empty] | N/A |  |  |  | 23.80.50.11.17 | [7 empty] | Receptacle |  | N22B1 | 10 | [5 empty] | 1291.669250 | 0.000000 | 617 | 1937.503875 | TRUE
955 | 2B14 | 0 | 773095 | New Construction | N/A |  | 0 |  | 0 |  | 103263 | Point+HemiSpherical | 45822 |  | 53689 | REF TYPE MARK | 0 | B1 - 0610x1219mm | 0 | 86692 | 93933,93934,93935,93936,93937,93938,93939,103561,103562,103563,103564,103565,103566,103567,103568,103569 | 0yuotxu8DEgv2qMIt$xNnI | 1 |  | M_Troffer Light - Parabolic Rectangular:B1 - 0610x1219mm:B1 - 0610x1219mm:773095 |  | NO | N/A | 955 | N/A | 16777215 | N/A | N/A | N/A | N/A | N/A |  | 120 V/1-80 VA | N/A | Linked Revit Model : Clinic_A.rvt | UNSET |  |  | Level: Level 2 | UNSET | F | 0 | 2.680000 |  | 861.112833 | 0 | 0.050000 |  |  |  | 1.200000 |  |  | T8, 1219mm, RAPID START, CRI=75 |  | N/A | UNSET | N/A | N/A | TRUE | N/A | 0 | N/A | 0 | 0 | 0 | 0 | 0 | UNSET | N/A | N/A | FIXED | N/A | Downlights | UNSET | N/A | D5020210 | N/A | N/A | N/A | 0 | L1 | 0 | N/A | N/A | N/A | 0 | UNSET | UNSET | 0 | 0 | 0 | 0 | 0 | [9 empty] | N/A | Lighting - Fluorescent |  |  | 23.80.70.11.14.11 |  |  | B1 |  |  |  | 1291.669250 | Lighting - Dwelling Unit | 1 | L42B | 3 |  |  | 2900.000000 | 32 | [8 empty] | Metal - Paint Finish - Dark Gray, Matte | Glass - White, High Luminance | Metal - Chrome
956 | 2B14 | 0 | 773147 | New Construction | N/A |  | 0 |  | 0 |  | 103263 | Point+HemiSpherical | 45823 |  | 53690 | REF TYPE MARK | 0 | B1 - 0610x1219mm | 0 | 86691 | 93940,93941,93942,93943,93944,93945,93946,103561,103562,103563,103564,103565,103566,103567,103568,103569 | 0yuotxu8DEgv2qMIt$xNkk | 1 |  | M_Troffer Light - Parabolic Rectangular:B1 - 0610x1219mm:B1 - 0610x1219mm:773147 |  | NO | N/A | 956 | N/A | 16777215 | N/A | N/A | N/A | N/A | N/A |  | 120 V/1-80 VA | N/A | <not associated> | UNSET |  |  | Level: Level 2 | UNSET | F | 0 | 2.680000 |  | 861.112833 | 0 | 0.050000 |  |  |  | 1.200000 |  |  | T8, 1219mm, RAPID START, CRI=75 |  | N/A | UNSET | N/A | N/A | TRUE | N/A | 0 | N/A | 0 | 0 | 0 | 0 | 0 | UNSET | N/A | N/A | FIXED | N/A | Downlights | UNSET | N/A | D5020210 | N/A | N/A | N/A | 0 | L1 | 0 | N/A | N/A | N/A | 0 | UNSET | UNSET | 0 | 0 | 0 | 0 | 0 | [9 empty] | N/A | Lighting - Fluorescent |  |  | 23.80.70.11.14.11 |  |  | B1 |  |  |  | 1291.669250 | Lighting - Dwelling Unit | 1 | L42B | 3 |  |  | 2900.000000 | 32 | [8 empty] | Metal - Paint Finish - Dark Gray, Matte | Glass - White, High Luminance | Metal - Chrome
1500 | 2B14 |  | 844160 | New Construction | N/A | [5 empty] | 103263 |  | 46189 |  | 43431 |  |  | Single Pole | 0 |  | 96312,96313,96314,96315,96316,96317,103554,103555,103556,103557,103558,103559 | 050aEzwQLErOVNO9YHeB$J | 1 |  | M_Lighting Switches:Single Pole:Single Pole:844160 |  |  | N/A | 1500 | N/A |  | N/A | N/A | N/A | N/A | N/A |  | 120 V/1-0 VA | N/A | Linked Revit Model : Clinic_A.rvt |  |  |  | Level: Level 2 |  |  |  | 1.200000 |  | 0.000000 | [5 empty] | 1.200000 |  |  |  |  | N/A | UNSET | N/A | N/A | TRUE | N/A | 0 | N/A | 0 | 0 | 0 | 0 | 0 | UNSET | N/A | N/A | FIXED | N/A | Switches | UNSET | N/A |  | N/A | N/A | N/A | 0 | L1 | 0 | N/A | N/A | N/A | 0 | [16 empty] | N/A |  |  |  | 23.80.50.11.14 | [7 empty] | Other |  | L42B | 3 | [5 empty] | 1291.669250 | 0.000000
2173 | 2B14 |  | 947410 | New Construction | N/A | [5 empty] | 103263 |  | 46863 |  | 44089 |  |  | Standard | 0 |  | 100453,100454,100455,100456,100457,100458,103571,103572,103573,103574,103575 | 1k8p9C4S9CiONR7YL7KLgn | 1 |  | M_Duplex Receptacle:Standard:Standard:947410 |  |  | N/A | 2173 | N/A |  | N/A | N/A | N/A | N/A | N/A |  | 120 V/1-180 VA | N/A | Linked Revit Model : Clinic_A.rvt | UNSET |  |  | Level: Level 2 |  |  |  | 0.500000 | [7 empty] | 0.460000 |  |  |  |  | N/A | UNSET | N/A | N/A | TRUE | N/A | 0 | N/A | 0 | 0 | 0 | 0 | 0 | UNSET | N/A | N/A | FIXED | N/A | Ground Fault Receptacles | UNSET | N/A |  | N/A | N/A | N/A | 0 | L1 | 0 | N/A | N/A | N/A | 0 | [16 empty] | N/A |  |  |  | 23.80.50.11.17 | [7 empty] | Receptacle |  | N22B1 | 20 | [5 empty] | 1291.669250 | 0.000000 | 600 | 1937.503875 | TRUE
2174 | 2B14 |  | 947545 | New Construction | N/A | [5 empty] | 103263 |  | 46864 |  | 44090 |  |  | Standard | 0 |  | 100459,100460,100461,100462,100463,100464,103571,103572,103573,103574,103575 | 1k8p9C4S9CiONR7YL7KLiw | 1 |  | M_Duplex Receptacle:Standard:Standard:947545 |  |  | N/A | 2174 | N/A |  | N/A | N/A | N/A | N/A | N/A |  | 120 V/1-180 VA | N/A | Linked Revit Model : Clinic_A.rvt | UNSET |  |  | Level: Level 2 |  |  |  | 0.500000 | [7 empty] | 0.460000 |  |  |  |  | N/A | UNSET | N/A | N/A | TRUE | N/A | 0 | N/A | 0 | 0 | 0 | 0 | 0 | UNSET | N/A | N/A | FIXED | N/A | Ground Fault Receptacles | UNSET | N/A |  | N/A | N/A | N/A | 0 | L1 | 0 | N/A | N/A | N/A | 0 | [16 empty] | N/A |  |  |  | 23.80.50.11.17 | [7 empty] | Receptacle |  | N22B1 | 20 | [5 empty] | 1291.669250 | 0.000000 | 601 | 1937.503875 | TRUE
2175 | 2B14 |  | 947620 | New Construction | N/A | [5 empty] | 103263 |  | 46865 |  | 44091 |  |  | Standard | 0 |  | 100465,100466,100467,100468,100469,100470,103571,103572,103573,103574,103575 | 1k8p9C4S9CiONR7YL7KLl7 | 1 |  | M_Duplex Receptacle:Standard:Standard:947620 |  |  | N/A | 2175 | N/A |  | N/A | N/A | N/A | N/A | N/A |  | 120 V/1-180 VA | N/A | Linked Revit Model : Clinic_A.rvt | UNSET |  |  | Level: Level 2 |  |  |  | 0.500000 | [7 empty] | 0.460000 |  |  |  |  | N/A | UNSET | N/A | N/A | TRUE | N/A | 0 | N/A | 0 | 0 | 0 | 0 | 0 | UNSET | N/A | N/A | FIXED | N/A | Ground Fault Receptacles | UNSET | N/A |  | N/A | N/A | N/A | 0 | L1 | 0 | N/A | N/A | N/A | 0 | [16 empty] | N/A |  |  |  | 23.80.50.11.17 | [7 empty] | Receptacle |  | N22B1 | 20 | [5 empty] | 1291.669250 | 0.000000 | 602 | 1937.503875 | TRUE
2176 | 2B14 |  | 947715 | New Construction | N/A | [5 empty] | 103263 |  | 46866 |  | 44092 |  |  | Standard | 0 |  | 100471,100472,100473,100474,100475,100476,103571,103572,103573,103574,103575 | 1k8p9C4S9CiONR7YL7KLXW | 1 |  | M_Duplex Receptacle:Standard:Standard:947715 |  |  | N/A | 2176 | N/A |  | N/A | N/A | N/A | N/A | N/A |  | 120 V/1-180 VA | N/A | Linked Revit Model : Clinic_A.rvt | UNSET |  |  | Level: Level 2 |  |  |  | 0.500000 | [7 empty] | 0.460000 |  |  |  |  | N/A | UNSET | N/A | N/A | TRUE | N/A | 0 | N/A | 0 | 0 | 0 | 0 | 0 | UNSET | N/A | N/A | FIXED | N/A | Ground Fault Receptacles | UNSET | N/A |  | N/A | N/A | N/A | 0 | L1 | 0 | N/A | N/A | N/A | 0 | [16 empty] | N/A |  |  |  | 23.80.50.11.17 | [7 empty] | Receptacle |  | N22B1 | 20 | [5 empty] | 1291.669250 | 0.000000 | 603 | 1937.503875 | TRUE
2198 | 2B14 |  | 950116 | New Construction | N/A | [5 empty] | 103263 |  | 46888 |  | 44114 |  |  | Standard | 0 |  | 100603,100604,100605,100606,100607,100608,103571,103572,103573,103574,103575 | 1k8p9C4S9CiONR7YL7KL47 | 1 |  | M_Duplex Receptacle:Standard:Standard:950116 |  |  | N/A | 2198 | N/A |  | N/A | N/A | N/A | N/A | N/A |  | 120 V/1-180 VA | N/A | Linked Revit Model : Clinic_A.rvt | UNSET |  |  | Level: Level 2 |  |  |  | 0.500000 | [7 empty] | 0.460000 |  |  |  |  | N/A | UNSET | N/A | N/A | TRUE | N/A | 0 | N/A | 0 | 0 | 0 | 0 | 0 | UNSET | N/A | N/A | FIXED | N/A | Ground Fault Receptacles | UNSET | N/A |  | N/A | N/A | N/A | 0 | L1 | 0 | N/A | N/A | N/A | 0 | [16 empty] | N/A |  |  |  | 23.80.50.11.17 | [7 empty] | Receptacle |  | N22B1 | 20 | [5 empty] | 1291.669250 | 0.000000 | 625 | 1937.503875 | TRUE
953 | 2B15 | 0 | 772866 | New Construction | N/A |  | 0 |  | 0 |  | 103227 | Point+HemiSpherical | 45820 |  | 53687 | REF TYPE MARK | 0 | C1 - 0610x1219mm | 0 | 86694 | 93919,93920,93921,93922,93923,93924,93925,103435,103436,103437,103438,103439,103440,103441,103442,103451 | 0yuotxu8DEgv2qMIt$xNot | 1 |  | M_Troffer Light - Parabolic Rectangular:C1 - 0610x1219mm:C1 - 0610x1219mm:772866 |  | NO | N/A | 953 | N/A | 16777215 | N/A | N/A | N/A | N/A | N/A |  | 120 V/1-80 VA | N/A | Linked Revit Model : Clinic_A.rvt | UNSET |  |  | Level: Level 2 | UNSET | F | 0 | 2.680000 |  | 861.112833 | 0 | 0.050000 |  |  |  | 1.200000 |  |  | T8, 1219mm, RAPID START, CRI=75 |  | N/A | UNSET | N/A | N/A | TRUE | N/A | 0 | N/A | 0 | 0 | 0 | 0 | 0 | UNSET | N/A | N/A | FIXED | N/A | Downlights | UNSET | N/A | D5020210 | N/A | N/A | N/A | 0 | L1 | 0 | N/A | N/A | N/A | 0 | UNSET | UNSET | 0 | 0 | 0 | 0 | 0 | [9 empty] | N/A | Lighting - Fluorescent |  |  | 23.80.70.11.14.11 |  |  | C1 |  |  |  | 1291.669250 | Lighting - Dwelling Unit | 1 | L42B | 3 |  |  | 2900.000000 | 32 | [8 empty] | Metal - Paint Finish - Dark Gray, Matte | Glass - White, High Luminance | Metal - Chrome
954 | 2B15 | 0 | 772961 | New Construction | N/A |  | 0 |  | 0 |  | 103227 | Point+HemiSpherical | 45821 |  | 53688 | REF TYPE MARK | 0 | C1 - 0610x1219mm | 0 | 86693 | 93926,93927,93928,93929,93930,93931,93932,103435,103436,103437,103438,103439,103440,103441,103442,103451 | 0yuotxu8DEgv2qMIt$xNpK | 1 |  | M_Troffer Light - Parabolic Rectangular:C1 - 0610x1219mm:C1 - 0610x1219mm:772961 |  | NO | N/A | 954 | N/A | 16777215 | N/A | N/A | N/A | N/A | N/A |  | 120 V/1-80 VA | N/A | Linked Revit Model : Clinic_A.rvt | UNSET |  |  | Level: Level 2 | UNSET | F | 0 | 2.680000 |  | 861.112833 | 0 | 0.050000 |  |  |  | 1.200000 |  |  | T8, 1219mm, RAPID START, CRI=75 |  | N/A | UNSET | N/A | N/A | TRUE | N/A | 0 | N/A | 0 | 0 | 0 | 0 | 0 | UNSET | N/A | N/A | FIXED | N/A | Downlights | UNSET | N/A | D5020210 | N/A | N/A | N/A | 0 | L1 | 0 | N/A | N/A | N/A | 0 | UNSET | UNSET | 0 | 0 | 0 | 0 | 0 | [9 empty] | N/A | Lighting - Fluorescent |  |  | 23.80.70.11.14.11 |  |  | C1 |  |  |  | 1291.669250 | Lighting - Dwelling Unit | 1 | L42B | 3 |  |  | 2900.000000 | 32 | [8 empty] | Metal - Paint Finish - Dark Gray, Matte | Glass - White, High Luminance | Metal - Chrome
1499 | 2B15 |  | 844003 | New Construction | N/A | [5 empty] | 103227 |  | 46188 |  | 43430 |  |  | Single Pole | 0 |  | 96306,96307,96308,96309,96310,96311,103554,103555,103556,103557,103558,103559 | 050aEzwQLErOVNO9YHeBwm | 1 |  | M_Lighting Switches:Single Pole:Single Pole:844003 |  |  | N/A | 1499 | N/A |  | N/A | N/A | N/A | N/A | N/A |  | 120 V/1-0 VA | N/A | Linked Revit Model : Clinic_A.rvt |  |  |  | Level: Level 2 |  |  |  | 1.200000 |  | 0.000000 | [5 empty] | 1.200000 |  |  |  |  | N/A | UNSET | N/A | N/A | TRUE | N/A | 0 | N/A | 0 | 0 | 0 | 0 | 0 | UNSET | N/A | N/A | FIXED | N/A | Switches | UNSET | N/A |  | N/A | N/A | N/A | 0 | L1 | 0 | N/A | N/A | N/A | 0 | [16 empty] | N/A |  |  |  | 23.80.50.11.14 | [7 empty] | Other |  | L42B | 3 | [5 empty] | 1291.669250 | 0.000000
2177 | 2B15 |  | 947809 | New Construction | N/A | [5 empty] | 103227 |  | 46867 |  | 44093 |  |  | Standard | 0 |  | 100477,100478,100479,100480,100481,100482,103571,103572,103573,103574,103575 | 1k8p9C4S9CiONR7YL7KLW2 | 1 |  | M_Duplex Receptacle:Standard:Standard:947809 |  |  | N/A | 2177 | N/A |  | N/A | N/A | N/A | N/A | N/A |  | 120 V/1-180 VA | N/A | Linked Revit Model : Clinic_A.rvt | UNSET |  |  | Level: Level 2 |  |  |  | 0.500000 | [7 empty] | 0.460000 |  |  |  |  | N/A | UNSET | N/A | N/A | TRUE | N/A | 0 | N/A | 0 | 0 | 0 | 0 | 0 | UNSET | N/A | N/A | FIXED | N/A | Ground Fault Receptacles | UNSET | N/A |  | N/A | N/A | N/A | 0 | L1 | 0 | N/A | N/A | N/A | 0 | [16 empty] | N/A |  |  |  | 23.80.50.11.17 | [7 empty] | Receptacle |  | N22B1 | 21 | [5 empty] | 1291.669250 | 0.000000 | 604 | 1937.503875 | TRUE
2178 | 2B15 |  | 947883 | New Construction | N/A | [5 empty] | 103227 |  | 46868 |  | 44094 |  |  | Standard | 0 |  | 100483,100484,100485,100486,100487,100488,103571,103572,103573,103574,103575 | 1k8p9C4S9CiONR7YL7KLZ8 | 1 |  | M_Duplex Receptacle:Standard:Standard:947883 |  |  | N/A | 2178 | N/A |  | N/A | N/A | N/A | N/A | N/A |  | 120 V/1-180 VA | N/A | Linked Revit Model : Clinic_A.rvt | UNSET |  |  | Level: Level 2 |  |  |  | 0.500000 | [7 empty] | 0.460000 |  |  |  |  | N/A | UNSET | N/A | N/A | TRUE | N/A | 0 | N/A | 0 | 0 | 0 | 0 | 0 | UNSET | N/A | N/A | FIXED | N/A | Ground Fault Receptacles | UNSET | N/A |  | N/A | N/A | N/A | 0 | L1 | 0 | N/A | N/A | N/A | 0 | [16 empty] | N/A |  |  |  | 23.80.50.11.17 | [7 empty] | Receptacle |  | N22B1 | 21 | [5 empty] | 1291.669250 | 0.000000 | 605 | 1937.503875 | TRUE
2183 | 2B15 |  | 948294 | New Construction | N/A | [5 empty] | 103227 |  | 46873 |  | 44099 |  |  | Standard | 0 |  | 100513,100514,100515,100516,100517,100518,103571,103572,103573,103574,103575 | 1k8p9C4S9CiONR7YL7KLOb | 1 |  | M_Duplex Receptacle:Standard:Standard:948294 |  |  | N/A | 2183 | N/A |  | N/A | N/A | N/A | N/A | N/A |  | 120 V/1-180 VA | N/A | Linked Revit Model : Clinic_A.rvt | UNSET |  |  | Level: Level 2 |  |  |  | 0.500000 | [7 empty] | 0.460000 |  |  |  |  | N/A | UNSET | N/A | N/A | TRUE | N/A | 0 | N/A | 0 | 0 | 0 | 0 | 0 | UNSET | N/A | N/A | FIXED | N/A | Ground Fault Receptacles | UNSET | N/A |  | N/A | N/A | N/A | 0 | L1 | 0 | N/A | N/A | N/A | 0 | [16 empty] | N/A |  |  |  | 23.80.50.11.17 | [7 empty] | Receptacle |  | N22B1 | 21 | [5 empty] | 1291.669250 | 0.000000 | 610 | 1937.503875 | TRUE
2184 | 2B15 |  | 948329 | New Construction | N/A | [5 empty] | 103227 |  | 46874 |  | 44100 |  |  | Standard | 0 |  | 100519,100520,100521,100522,100523,100524,103571,103572,103573,103574,103575 | 1k8p9C4S9CiONR7YL7KLOA | 1 |  | M_Duplex Receptacle:Standard:Standard:948329 |  |  | N/A | 2184 | N/A |  | N/A | N/A | N/A | N/A | N/A |  | 120 V/1-180 VA | N/A | Linked Revit Model : Clinic_A.rvt | UNSET |  |  | Level: Level 2 |  |  |  | 0.500000 | [7 empty] | 0.460000 |  |  |  |  | N/A | UNSET | N/A | N/A | TRUE | N/A | 0 | N/A | 0 | 0 | 0 | 0 | 0 | UNSET | N/A | N/A | FIXED | N/A | Ground Fault Receptacles | UNSET | N/A |  | N/A | N/A | N/A | 0 | L1 | 0 | N/A | N/A | N/A | 0 | [16 empty] | N/A |  |  |  | 23.80.50.11.17 | [7 empty] | Receptacle |  | N22B1 | 21 | [5 empty] | 1291.669250 | 0.000000 | 611 | 1937.503875 | TRUE
937 | 2B16 | 0 | 771541 | New Construction | N/A |  | 0 |  | 0 |  | 103226 | Point+HemiSpherical | 45804 |  | 53671 | REF TYPE MARK | 0 | B1 - 0610x1219mm | 0 | 86710 | 93807,93808,93809,93810,93811,93812,93813,103561,103562,103563,103564,103565,103566,103567,103568,103569 | 0yuotxu8DEgv2qMIt$xN9W | 1 |  | M_Troffer Light - Parabolic Rectangular:B1 - 0610x1219mm:B1 - 0610x1219mm:771541 |  | NO | N/A | 937 | N/A | 16777215 | N/A | N/A | N/A | N/A | N/A |  | 120 V/1-80 VA | N/A | Linked Revit Model : Clinic_A.rvt | UNSET |  |  | Level: Level 2 | UNSET | F | 0 | 2.680000 |  | 861.112833 | 0 | 0.050000 |  |  |  | 1.200000 |  |  | T8, 1219mm, RAPID START, CRI=75 |  | N/A | UNSET | N/A | N/A | TRUE | N/A | 0 | N/A | 0 | 0 | 0 | 0 | 0 | UNSET | N/A | N/A | FIXED | N/A | Downlights | UNSET | N/A | D5020210 | N/A | N/A | N/A | 0 | L1 | 0 | N/A | N/A | N/A | 0 | UNSET | UNSET | 0 | 0 | 0 | 0 | 0 | [9 empty] | N/A | Lighting - Fluorescent |  |  | 23.80.70.11.14.11 |  |  | B1 |  |  |  | 1291.669250 | Lighting - Dwelling Unit | 1 | L42B | 1 |  |  | 2900.000000 | 32 | [8 empty] | Metal - Paint Finish - Dark Gray, Matte | Glass - White, High Luminance | Metal - Chrome
938 | 2B16 | 0 | 771644 | New Construction | N/A |  | 0 |  | 0 |  | 103226 | Point+HemiSpherical | 45805 |  | 53672 | REF TYPE MARK | 0 | B1 - 0610x1219mm | 0 | 86709 | 93814,93815,93816,93817,93818,93819,93820,103561,103562,103563,103564,103565,103566,103567,103568,103569 | 0yuotxu8DEgv2qMIt$xN69 | 1 |  | M_Troffer Light - Parabolic Rectangular:B1 - 0610x1219mm:B1 - 0610x1219mm:771644 |  | NO | N/A | 938 | N/A | 16777215 | N/A | N/A | N/A | N/A | N/A |  | 120 V/1-80 VA | N/A | Linked Revit Model : Clinic_A.rvt | UNSET |  |  | Level: Level 2 | UNSET | F | 0 | 2.680000 |  | 861.112833 | 0 | 0.050000 |  |  |  | 1.200000 |  |  | T8, 1219mm, RAPID START, CRI=75 |  | N/A | UNSET | N/A | N/A | TRUE | N/A | 0 | N/A | 0 | 0 | 0 | 0 | 0 | UNSET | N/A | N/A | FIXED | N/A | Downlights | UNSET | N/A | D5020210 | N/A | N/A | N/A | 0 | L1 | 0 | N/A | N/A | N/A | 0 | UNSET | UNSET | 0 | 0 | 0 | 0 | 0 | [9 empty] | N/A | Lighting - Fluorescent |  |  | 23.80.70.11.14.11 |  |  | B1 |  |  |  | 1291.669250 | Lighting - Dwelling Unit | 1 | L42B | 1 |  |  | 2900.000000 | 32 | [8 empty] | Metal - Paint Finish - Dark Gray, Matte | Glass - White, High Luminance | Metal - Chrome
1510 | 2B16 |  | 845761 | New Construction | N/A | [5 empty] | 103226 |  | 46199 |  | 43441 |  |  | Single Pole | 0 |  | 96372,96373,96374,96375,96376,96377,103554,103555,103556,103557,103558,103559 | 050aEzwQLErOVNO9YHeBcI | 1 |  | M_Lighting Switches:Single Pole:Single Pole:845761 |  |  | N/A | 1510 | N/A |  | N/A | N/A | N/A | N/A | N/A |  | 120 V/1-0 VA | N/A | Linked Revit Model : Clinic_A.rvt |  |  |  | Level: Level 2 |  |  |  | 1.200000 |  | 0.000000 | [5 empty] | 1.200000 |  |  |  |  | N/A | UNSET | N/A | N/A | TRUE | N/A | 0 | N/A | 0 | 0 | 0 | 0 | 0 | UNSET | N/A | N/A | FIXED | N/A | Switches | UNSET | N/A |  | N/A | N/A | N/A | 0 | L1 | 0 | N/A | N/A | N/A | 0 | [16 empty] | N/A |  |  |  | 23.80.50.11.14 | [7 empty] | Other |  | L42B | 1 | [5 empty] | 1291.669250 | 0.000000
2199 | 2B16 |  | 950293 | New Construction | N/A | [5 empty] | 103226 |  | 46889 |  | 44115 |  |  | Standard | 0 |  | 100609,100610,100611,100612,100613,100614,103571,103572,103573,103574,103575 | 1k8p9C4S9CiONR7YL7KQvs | 1 |  | M_Duplex Receptacle:Standard:Standard:950293 |  |  | N/A | 2199 | N/A |  | N/A | N/A | N/A | N/A | N/A |  | 120 V/1-180 VA | N/A | Linked Revit Model : Clinic_A.rvt | UNSET |  |  | Level: Level 2 |  |  |  | 0.500000 | [7 empty] | 0.460000 |  |  |  |  | N/A | UNSET | N/A | N/A | TRUE | N/A | 0 | N/A | 0 | 0 | 0 | 0 | 0 | UNSET | N/A | N/A | FIXED | N/A | Ground Fault Receptacles | UNSET | N/A |  | N/A | N/A | N/A | 0 | L1 | 0 | N/A | N/A | N/A | 0 | [16 empty] | N/A |  |  |  | 23.80.50.11.17 | [7 empty] | Receptacle |  | N22B1 | 9 | [5 empty] | 1291.669250 | 0.000000 | 626 | 1937.503875 | TRUE
2200 | 2B16 |  | 950427 | New Construction | N/A | [5 empty] | 103226 |  | 46890 |  | 44116 |  |  | Standard | 0 |  | 100615,100616,100617,100618,100619,100620,103571,103572,103573,103574,103575 | 1k8p9C4S9CiONR7YL7KQxu | 1 |  | M_Duplex Receptacle:Standard:Standard:950427 |  |  | N/A | 2200 | N/A |  | N/A | N/A | N/A | N/A | N/A |  | 120 V/1-180 VA | N/A | Linked Revit Model : Clinic_A.rvt | UNSET |  |  | Level: Level 2 |  |  |  | 0.500000 | [7 empty] | 0.460000 |  |  |  |  | N/A | UNSET | N/A | N/A | TRUE | N/A | 0 | N/A | 0 | 0 | 0 | 0 | 0 | UNSET | N/A | N/A | FIXED | N/A | Ground Fault Receptacles | UNSET | N/A |  | N/A | N/A | N/A | 0 | L1 | 0 | N/A | N/A | N/A | 0 | [16 empty] | N/A |  |  |  | 23.80.50.11.17 | [7 empty] | Receptacle |  | N22B1 | 9 | [5 empty] | 1291.669250 | 0.000000 | 627 | 1937.503875 | TRUE
2201 | 2B16 |  | 950471 | New Construction | N/A | [5 empty] | 103226 |  | 46891 |  | 44117 |  |  | Standard | 0 |  | 100621,100622,100623,100624,100625,100626,103571,103572,103573,103574,103575 | 1k8p9C4S9CiONR7YL7KQwa | 1 |  | M_Duplex Receptacle:Standard:Standard:950471 |  |  | N/A | 2201 | N/A |  | N/A | N/A | N/A | N/A | N/A |  | 120 V/1-180 VA | N/A | Linked Revit Model : Clinic_A.rvt | UNSET |  |  | Level: Level 2 |  |  |  | 0.500000 | [7 empty] | 0.460000 |  |  |  |  | N/A | UNSET | N/A | N/A | TRUE | N/A | 0 | N/A | 0 | 0 | 0 | 0 | 0 | UNSET | N/A | N/A | FIXED | N/A | Ground Fault Receptacles | UNSET | N/A |  | N/A | N/A | N/A | 0 | L1 | 0 | N/A | N/A | N/A | 0 | [16 empty] | N/A |  |  |  | 23.80.50.11.17 | [7 empty] | Receptacle |  | N22B1 | 9 | [5 empty] | 1291.669250 | 0.000000 | 628 | 1937.503875 | TRUE
2202 | 2B16 |  | 950746 | New Construction | N/A | [5 empty] | 103226 |  | 46892 |  | 44118 |  |  | Standard | 0 |  | 100627,100628,100629,100630,100631,100632,103571,103572,103573,103574,103575 | 1k8p9C4S9CiONR7YL7KQ_v | 1 |  | M_Duplex Receptacle:Standard:Standard:950746 |  |  | N/A | 2202 | N/A |  | N/A | N/A | N/A | N/A | N/A |  | 120 V/1-180 VA | N/A | Linked Revit Model : Clinic_A.rvt | UNSET |  |  | Level: Level 2 |  |  |  | 0.500000 | [7 empty] | 0.460000 |  |  |  |  | N/A | UNSET | N/A | N/A | TRUE | N/A | 0 | N/A | 0 | 0 | 0 | 0 | 0 | UNSET | N/A | N/A | FIXED | N/A | Ground Fault Receptacles | UNSET | N/A |  | N/A | N/A | N/A | 0 | L1 | 0 | N/A | N/A | N/A | 0 | [16 empty] | N/A |  |  |  | 23.80.50.11.17 | [7 empty] | Receptacle |  | N22B1 | 9 | [5 empty] | 1291.669250 | 0.000000 | 629 | 1937.503875 | TRUE
952 | 2B17 | 0 | 772786 | New Construction | N/A |  | 0 |  | 0 |  | 103262 | Point+HemiSpherical | 45819 |  | 53686 | REF TYPE MARK | 0 | C1 - 0610x1219mm | 0 | 86695 | 93912,93913,93914,93915,93916,93917,93918,103435,103436,103437,103438,103439,103440,103441,103442,103451 | 0yuotxu8DEgv2qMIt$xNq7 | 1 |  | M_Troffer Light - Parabolic Rectangular:C1 - 0610x1219mm:C1 - 0610x1219mm:772786 |  | NO | N/A | 952 | N/A | 16777215 | N/A | N/A | N/A | N/A | N/A |  | 120 V/1-80 VA | N/A | Linked Revit Model : Clinic_A.rvt | UNSET |  |  | Level: Level 2 | UNSET | F | 0 | 2.680000 |  | 861.112833 | 0 | 0.050000 |  |  |  | 1.200000 |  |  | T8, 1219mm, RAPID START, CRI=75 |  | N/A | UNSET | N/A | N/A | TRUE | N/A | 0 | N/A | 0 | 0 | 0 | 0 | 0 | UNSET | N/A | N/A | FIXED | N/A | Downlights | UNSET | N/A | D5020210 | N/A | N/A | N/A | 0 | L1 | 0 | N/A | N/A | N/A | 0 | UNSET | UNSET | 0 | 0 | 0 | 0 | 0 | [9 empty] | N/A | Lighting - Fluorescent |  |  | 23.80.70.11.14.11 |  |  | C1 |  |  |  | 1291.669250 | Lighting - Dwelling Unit | 1 | L42B | 3 |  |  | 2900.000000 | 32 | [8 empty] | Metal - Paint Finish - Dark Gray, Matte | Glass - White, High Luminance | Metal - Chrome
1498 | 2B17 |  | 843939 | New Construction | N/A | [5 empty] | 103262 |  | 46187 |  | 43429 |  |  | Single Pole | 0 |  | 96300,96301,96302,96303,96304,96305,103554,103555,103556,103557,103558,103559 | 050aEzwQLErOVNO9YHeBxm | 1 |  | M_Lighting Switches:Single Pole:Single Pole:843939 |  |  | N/A | 1498 | N/A |  | N/A | N/A | N/A | N/A | N/A |  | 120 V/1-0 VA | N/A | Linked Revit Model : Clinic_A.rvt |  |  |  | Level: Level 2 |  |  |  | 1.200000 |  | 0.000000 | [5 empty] | 1.200000 |  |  |  |  | N/A | UNSET | N/A | N/A | TRUE | N/A | 0 | N/A | 0 | 0 | 0 | 0 | 0 | UNSET | N/A | N/A | FIXED | N/A | Switches | UNSET | N/A |  | N/A | N/A | N/A | 0 | L1 | 0 | N/A | N/A | N/A | 0 | [16 empty] | N/A |  |  |  | 23.80.50.11.14 | [7 empty] | Other |  | L42B | 3 | [5 empty] | 1291.669250 | 0.000000
2160 | 2B17 |  | 946088 | New Construction | N/A | [5 empty] | 103262 |  | 46850 |  | 44076 |  |  | Standard | 0 |  | 100375,100376,100377,100378,100379,100380,103571,103572,103573,103574,103575 | 1k8p9C4S9CiONR7YL7KK7B | 1 |  | M_Duplex Receptacle:Standard:Standard:946088 |  |  | N/A | 2160 | N/A |  | N/A | N/A | N/A | N/A | N/A |  | 120 V/1-180 VA | N/A | Linked Revit Model : Clinic_A.rvt | UNSET |  |  | Level: Level 2 |  |  |  | 0.650000 | [7 empty] | 0.460000 |  |  |  |  | N/A | UNSET | N/A | N/A | TRUE | N/A | 0 | N/A | 0 | 0 | 0 | 0 | 0 | UNSET | N/A | N/A | FIXED | N/A | Ground Fault Receptacles | UNSET | N/A |  | N/A | N/A | N/A | 0 | L1 | 0 | N/A | N/A | N/A | 0 | [16 empty] | N/A |  |  |  | 23.80.50.11.17 | [7 empty] | Receptacle |  | N22B1 | 18 | [5 empty] | 1291.669250 | 0.000000 | 587 | 1937.503875 | TRUE
2161 | 2B17 |  | 946152 | New Construction | N/A | [5 empty] | 103262 |  | 46851 |  | 44077 |  |  | Standard | 0 |  | 100381,100382,100383,100384,100385,100386,103571,103572,103573,103574,103575 | 1k8p9C4S9CiONR7YL7KK6B | 1 |  | M_Duplex Receptacle:Standard:Standard:946152 |  |  | N/A | 2161 | N/A |  | N/A | N/A | N/A | N/A | N/A |  | 120 V/1-180 VA | N/A | Linked Revit Model : Clinic_A.rvt | UNSET |  |  | Level: Level 2 |  |  |  | 0.650000 | [7 empty] | 0.460000 |  |  |  |  | N/A | UNSET | N/A | N/A | TRUE | N/A | 0 | N/A | 0 | 0 | 0 | 0 | 0 | UNSET | N/A | N/A | FIXED | N/A | Ground Fault Receptacles | UNSET | N/A |  | N/A | N/A | N/A | 0 | L1 | 0 | N/A | N/A | N/A | 0 | [16 empty] | N/A |  |  |  | 23.80.50.11.17 | [7 empty] | Receptacle |  | N22B1 | 19 | [5 empty] | 1291.669250 | 0.000000 | 588 | 1937.503875 | TRUE
2179 | 2B17 |  | 947967 | New Construction | N/A | [5 empty] | 103262 |  | 46869 |  | 44095 |  |  | Standard | 0 |  | 100489,100490,100491,100492,100493,100494,103571,103572,103573,103574,103575 | 1k8p9C4S9CiONR7YL7KLYS | 1 |  | M_Duplex Receptacle:Standard:Standard:947967 |  |  | N/A | 2179 | N/A |  | N/A | N/A | N/A | N/A | N/A |  | 120 V/1-180 VA | N/A | Linked Revit Model : Clinic_A.rvt | UNSET |  |  | Level: Level 2 |  |  |  | 0.500000 | [7 empty] | 0.460000 |  |  |  |  | N/A | UNSET | N/A | N/A | TRUE | N/A | 0 | N/A | 0 | 0 | 0 | 0 | 0 | UNSET | N/A | N/A | FIXED | N/A | Ground Fault Receptacles | UNSET | N/A |  | N/A | N/A | N/A | 0 | L1 | 0 | N/A | N/A | N/A | 0 | [16 empty] | N/A |  |  |  | 23.80.50.11.17 | [7 empty] | Receptacle |  | N22B1 | 29 | [5 empty] | 1291.669250 | 0.000000 | 606 | 1937.503875 | TRUE
2180 | 2B17 |  | 948017 | New Construction | N/A | [5 empty] | 103262 |  | 46870 |  | 44096 |  |  | Standard | 0 |  | 100495,100496,100497,100498,100499,100500,103571,103572,103573,103574,103575 | 1k8p9C4S9CiONR7YL7KLbI | 1 |  | M_Duplex Receptacle:Standard:Standard:948017 |  |  | N/A | 2180 | N/A |  | N/A | N/A | N/A | N/A | N/A |  | 120 V/1-180 VA | N/A | Linked Revit Model : Clinic_A.rvt | UNSET |  |  | Level: Level 2 |  |  |  | 0.650000 | [7 empty] | 0.460000 |  |  |  |  | N/A | UNSET | N/A | N/A | TRUE | N/A | 0 | N/A | 0 | 0 | 0 | 0 | 0 | UNSET | N/A | N/A | FIXED | N/A | Ground Fault Receptacles | UNSET | N/A |  | N/A | N/A | N/A | 0 | L1 | 0 | N/A | N/A | N/A | 0 | [16 empty] | N/A |  |  |  | 23.80.50.11.17 | [7 empty] | Receptacle |  | N22B1 | 18 | [5 empty] | 1291.669250 | 0.000000 | 607 | 1937.503875 | TRUE
2181 | 2B17 |  | 948136 | New Construction | N/A | [5 empty] | 103262 |  | 46871 |  | 44097 |  |  | Standard | 0 |  | 100501,100502,100503,100504,100505,100506,103571,103572,103573,103574,103575 | 1k8p9C4S9CiONR7YL7KLdB | 1 |  | M_Duplex Receptacle:Standard:Standard:948136 |  |  | N/A | 2181 | N/A |  | N/A | N/A | N/A | N/A | N/A |  | 120 V/1-180 VA | N/A | Linked Revit Model : Clinic_A.rvt | UNSET |  |  | Level: Level 2 |  |  |  | 0.500000 | [7 empty] | 0.460000 |  |  |  |  | N/A | UNSET | N/A | N/A | TRUE | N/A | 0 | N/A | 0 | 0 | 0 | 0 | 0 | UNSET | N/A | N/A | FIXED | N/A | Ground Fault Receptacles | UNSET | N/A |  | N/A | N/A | N/A | 0 | L1 | 0 | N/A | N/A | N/A | 0 | [16 empty] | N/A |  |  |  | 23.80.50.11.17 | [7 empty] | Receptacle |  | N22B1 | 16 | [5 empty] | 1291.669250 | 0.000000 | 608 | 1937.503875 | TRUE
2182 | 2B17 |  | 948258 | New Construction | N/A | [5 empty] | 103262 |  | 46872 |  | 44098 |  |  | Standard | 0 |  | 100507,100508,100509,100510,100511,100512,103571,103572,103573,103574,103575 | 1k8p9C4S9CiONR7YL7KLP1 | 1 |  | M_Duplex Receptacle:Standard:Standard:948258 |  |  | N/A | 2182 | N/A |  | N/A | N/A | N/A | N/A | N/A |  | 120 V/1-180 VA | N/A | Linked Revit Model : Clinic_A.rvt | UNSET |  |  | Level: Level 2 |  |  |  | 0.500000 | [7 empty] | 0.460000 |  |  |  |  | N/A | UNSET | N/A | N/A | TRUE | N/A | 0 | N/A | 0 | 0 | 0 | 0 | 0 | UNSET | N/A | N/A | FIXED | N/A | Ground Fault Receptacles | UNSET | N/A |  | N/A | N/A | N/A | 0 | L1 | 0 | N/A | N/A | N/A | 0 | [16 empty] | N/A |  |  |  | 23.80.50.11.17 | [7 empty] | Receptacle |  | N22B1 | 29 | [5 empty] | 1291.669250 | 0.000000 | 609 | 1937.503875 | TRUE
939 | 2B18 | 0 | 771695 | New Construction | N/A |  | 0 |  | 0 |  | 103225 | Point+HemiSpherical | 45806 |  | 53673 | REF TYPE MARK | 0 | B1 - 0610x1219mm | 0 | 86708 | 93821,93822,93823,93824,93825,93826,93827,103561,103562,103563,103564,103565,103566,103567,103568,103569 | 0yuotxu8DEgv2qMIt$xN7Q | 1 |  | M_Troffer Light - Parabolic Rectangular:B1 - 0610x1219mm:B1 - 0610x1219mm:771695 |  | NO | N/A | 939 | N/A | 16777215 | N/A | N/A | N/A | N/A | N/A |  | 120 V/1-80 VA | N/A | <not associated> | UNSET |  |  | Level: Level 2 | UNSET | F | 0 | 2.680000 |  | 861.112833 | 0 | 0.050000 |  |  |  | 1.200000 |  |  | T8, 1219mm, RAPID START, CRI=75 |  | N/A | UNSET | N/A | N/A | TRUE | N/A | 0 | N/A | 0 | 0 | 0 | 0 | 0 | UNSET | N/A | N/A | FIXED | N/A | Downlights | UNSET | N/A | D5020210 | N/A | N/A | N/A | 0 | L1 | 0 | N/A | N/A | N/A | 0 | UNSET | UNSET | 0 | 0 | 0 | 0 | 0 | [9 empty] | N/A | Lighting - Fluorescent |  |  | 23.80.70.11.14.11 |  |  | B1 |  |  |  | 1291.669250 | Lighting - Dwelling Unit | 1 | L42B | 1 |  |  | 2900.000000 | 32 | [8 empty] | Metal - Paint Finish - Dark Gray, Matte | Glass - White, High Luminance | Metal - Chrome
940 | 2B18 | 0 | 771736 | New Construction | N/A |  | 0 |  | 0 |  | 103225 | Point+HemiSpherical | 45807 |  | 53674 | REF TYPE MARK | 0 | B1 - 0610x1219mm | 0 | 86707 | 93828,93829,93830,93831,93832,93833,93834,103561,103562,103563,103564,103565,103566,103567,103568,103569 | 0yuotxu8DEgv2qMIt$xN4j | 1 |  | M_Troffer Light - Parabolic Rectangular:B1 - 0610x1219mm:B1 - 0610x1219mm:771736 |  | NO | N/A | 940 | N/A | 16777215 | N/A | N/A | N/A | N/A | N/A |  | 120 V/1-80 VA | N/A | Linked Revit Model : Clinic_A.rvt | UNSET |  |  | Level: Level 2 | UNSET | F | 0 | 2.680000 |  | 861.112833 | 0 | 0.050000 |  |  |  | 1.200000 |  |  | T8, 1219mm, RAPID START, CRI=75 |  | N/A | UNSET | N/A | N/A | TRUE | N/A | 0 | N/A | 0 | 0 | 0 | 0 | 0 | UNSET | N/A | N/A | FIXED | N/A | Downlights | UNSET | N/A | D5020210 | N/A | N/A | N/A | 0 | L1 | 0 | N/A | N/A | N/A | 0 | UNSET | UNSET | 0 | 0 | 0 | 0 | 0 | [9 empty] | N/A | Lighting - Fluorescent |  |  | 23.80.70.11.14.11 |  |  | B1 |  |  |  | 1291.669250 | Lighting - Dwelling Unit | 1 | L42B | 1 |  |  | 2900.000000 | 32 | [8 empty] | Metal - Paint Finish - Dark Gray, Matte | Glass - White, High Luminance | Metal - Chrome
1509 | 2B18 |  | 845612 | New Construction | N/A | [5 empty] | 103225 |  | 46198 |  | 43440 |  |  | Single Pole | 0 |  | 96366,96367,96368,96369,96370,96371,103554,103555,103556,103557,103558,103559 | 050aEzwQLErOVNO9YHeBb$ | 1 |  | M_Lighting Switches:Single Pole:Single Pole:845612 |  |  | N/A | 1509 | N/A |  | N/A | N/A | N/A | N/A | N/A |  | 120 V/1-0 VA | N/A | Linked Revit Model : Clinic_A.rvt |  |  |  | Level: Level 2 |  |  |  | 1.200000 |  | 0.000000 | [5 empty] | 1.200000 |  |  |  |  | N/A | UNSET | N/A | N/A | TRUE | N/A | 0 | N/A | 0 | 0 | 0 | 0 | 0 | UNSET | N/A | N/A | FIXED | N/A | Switches | UNSET | N/A |  | N/A | N/A | N/A | 0 | L1 | 0 | N/A | N/A | N/A | 0 | [16 empty] | N/A |  |  |  | 23.80.50.11.14 | [7 empty] | Other |  | L42B | 1 | [5 empty] | 1291.669250 | 0.000000
2203 | 2B18 |  | 950800 | New Construction | N/A | [5 empty] | 103225 |  | 46893 |  | 44119 |  |  | Standard | 0 |  | 100633,100634,100635,100636,100637,100638,103571,103572,103573,103574,103575 | 1k8p9C4S9CiONR7YL7KQnp | 1 |  | M_Duplex Receptacle:Standard:Standard:950800 |  |  | N/A | 2203 | N/A |  | N/A | N/A | N/A | N/A | N/A |  | 120 V/1-180 VA | N/A | Linked Revit Model : Clinic_A.rvt | UNSET |  |  | Level: Level 2 |  |  |  | 0.500000 | [7 empty] | 0.460000 |  |  |  |  | N/A | UNSET | N/A | N/A | TRUE | N/A | 0 | N/A | 0 | 0 | 0 | 0 | 0 | UNSET | N/A | N/A | FIXED | N/A | Ground Fault Receptacles | UNSET | N/A |  | N/A | N/A | N/A | 0 | L1 | 0 | N/A | N/A | N/A | 0 | [16 empty] | N/A |  |  |  | 23.80.50.11.17 | [7 empty] | Receptacle |  | N22B1 | 11 | [5 empty] | 1291.669250 | 0.000000 | 630 | 1937.503875 | TRUE
2204 | 2B18 |  | 950844 | New Construction | N/A | [5 empty] | 103225 |  | 46894 |  | 44120 |  |  | Standard | 0 |  | 100639,100640,100641,100642,100643,100644,103571,103572,103573,103574,103575 | 1k8p9C4S9CiONR7YL7KQnV | 1 |  | M_Duplex Receptacle:Standard:Standard:950844 |  |  | N/A | 2204 | N/A |  | N/A | N/A | N/A | N/A | N/A |  | 120 V/1-180 VA | N/A | Linked Revit Model : Clinic_A.rvt | UNSET |  |  | Level: Level 2 |  |  |  | 0.500000 | [7 empty] | 0.460000 |  |  |  |  | N/A | UNSET | N/A | N/A | TRUE | N/A | 0 | N/A | 0 | 0 | 0 | 0 | 0 | UNSET | N/A | N/A | FIXED | N/A | Ground Fault Receptacles | UNSET | N/A |  | N/A | N/A | N/A | 0 | L1 | 0 | N/A | N/A | N/A | 0 | [16 empty] | N/A |  |  |  | 23.80.50.11.17 | [7 empty] | Receptacle |  | N22B1 | 11 | [5 empty] | 1291.669250 | 0.000000 | 631 | 1937.503875 | TRUE
2205 | 2B18 |  | 950888 | New Construction | N/A | [5 empty] | 103225 |  | 46895 |  | 44121 |  |  | Standard | 0 |  | 100645,100646,100647,100648,100649,100650,103571,103572,103573,103574,103575 | 1k8p9C4S9CiONR7YL7KQmB | 1 |  | M_Duplex Receptacle:Standard:Standard:950888 |  |  | N/A | 2205 | N/A |  | N/A | N/A | N/A | N/A | N/A |  | 120 V/1-180 VA | N/A | Linked Revit Model : Clinic_A.rvt | UNSET |  |  | Level: Level 2 |  |  |  | 0.500000 | [7 empty] | 0.460000 |  |  |  |  | N/A | UNSET | N/A | N/A | TRUE | N/A | 0 | N/A | 0 | 0 | 0 | 0 | 0 | UNSET | N/A | N/A | FIXED | N/A | Ground Fault Receptacles | UNSET | N/A |  | N/A | N/A | N/A | 0 | L1 | 0 | N/A | N/A | N/A | 0 | [16 empty] | N/A |  |  |  | 23.80.50.11.17 | [7 empty] | Receptacle |  | N22B1 | 11 | [5 empty] | 1291.669250 | 0.000000 | 632 | 1937.503875 | TRUE
2206 | 2B18 |  | 951045 | New Construction | N/A | [5 empty] | 103225 |  | 46896 |  | 44122 |  |  | Standard | 0 |  | 100651,100652,100653,100654,100655,100656,103571,103572,103573,103574,103575 | 1k8p9C4S9CiONR7YL7KQrc | 1 |  | M_Duplex Receptacle:Standard:Standard:951045 |  |  | N/A | 2206 | N/A |  | N/A | N/A | N/A | N/A | N/A |  | 120 V/1-180 VA | N/A | Linked Revit Model : Clinic_A.rvt | UNSET |  |  | Level: Level 2 |  |  |  | 0.500000 | [7 empty] | 0.460000 |  |  |  |  | N/A | UNSET | N/A | N/A | TRUE | N/A | 0 | N/A | 0 | 0 | 0 | 0 | 0 | UNSET | N/A | N/A | FIXED | N/A | Ground Fault Receptacles | UNSET | N/A |  | N/A | N/A | N/A | 0 | L1 | 0 | N/A | N/A | N/A | 0 | [16 empty] | N/A |  |  |  | 23.80.50.11.17 | [7 empty] | Receptacle |  | N22B1 | 11 | [5 empty] | 1291.669250 | 0.000000 | 633 | 1937.503875 | TRUE
950 | 2B19 | 0 | 772665 | New Construction | N/A |  | 0 |  | 0 |  | 103261 | Point+HemiSpherical | 45817 |  | 53684 | REF TYPE MARK | 0 | B1 - 0610x1219mm | 0 | 86697 | 93898,93899,93900,93901,93902,93903,93904,103561,103562,103563,103564,103565,103566,103567,103568,103569 | 0yuotxu8DEgv2qMIt$xNsC | 1 |  | M_Troffer Light - Parabolic Rectangular:B1 - 0610x1219mm:B1 - 0610x1219mm:772665 |  | NO | N/A | 950 | N/A | 16777215 | N/A | N/A | N/A | N/A | N/A |  | 120 V/1-80 VA | N/A | Linked Revit Model : Clinic_A.rvt | UNSET |  |  | Level: Level 2 | UNSET | F | 0 | 2.680000 |  | 861.112833 | 0 | 0.050000 |  |  |  | 1.200000 |  |  | T8, 1219mm, RAPID START, CRI=75 |  | N/A | UNSET | N/A | N/A | TRUE | N/A | 0 | N/A | 0 | 0 | 0 | 0 | 0 | UNSET | N/A | N/A | FIXED | N/A | Downlights | UNSET | N/A | D5020210 | N/A | N/A | N/A | 0 | L1 | 0 | N/A | N/A | N/A | 0 | UNSET | UNSET | 0 | 0 | 0 | 0 | 0 | [9 empty] | N/A | Lighting - Fluorescent |  |  | 23.80.70.11.14.11 |  |  | B1 |  |  |  | 1291.669250 | Lighting - Dwelling Unit | 1 | L42B | 3 |  |  | 2900.000000 | 32 | [8 empty] | Metal - Paint Finish - Dark Gray, Matte | Glass - White, High Luminance | Metal - Chrome
951 | 2B19 | 0 | 772734 | New Construction | N/A |  | 0 |  | 0 |  | 103261 | Point+HemiSpherical | 45818 |  | 53685 | REF TYPE MARK | 0 | B1 - 0610x1219mm | 0 | 86696 | 93905,93906,93907,93908,93909,93910,93911,103561,103562,103563,103564,103565,103566,103567,103568,103569 | 0yuotxu8DEgv2qMIt$xNtB | 1 |  | M_Troffer Light - Parabolic Rectangular:B1 - 0610x1219mm:B1 - 0610x1219mm:772734 |  | NO | N/A | 951 | N/A | 16777215 | N/A | N/A | N/A | N/A | N/A |  | 120 V/1-80 VA | N/A | Linked Revit Model : Clinic_A.rvt | UNSET |  |  | Level: Level 2 | UNSET | F | 0 | 2.680000 |  | 861.112833 | 0 | 0.050000 |  |  |  | 1.200000 |  |  | T8, 1219mm, RAPID START, CRI=75 |  | N/A | UNSET | N/A | N/A | TRUE | N/A | 0 | N/A | 0 | 0 | 0 | 0 | 0 | UNSET | N/A | N/A | FIXED | N/A | Downlights | UNSET | N/A | D5020210 | N/A | N/A | N/A | 0 | L1 | 0 | N/A | N/A | N/A | 0 | UNSET | UNSET | 0 | 0 | 0 | 0 | 0 | [9 empty] | N/A | Lighting - Fluorescent |  |  | 23.80.70.11.14.11 |  |  | B1 |  |  |  | 1291.669250 | Lighting - Dwelling Unit | 1 | L42B | 3 |  |  | 2900.000000 | 32 | [8 empty] | Metal - Paint Finish - Dark Gray, Matte | Glass - White, High Luminance | Metal - Chrome
1497 | 2B19 |  | 843886 | New Construction | N/A | [5 empty] | 103261 |  | 46186 |  | 43428 |  |  | Single Pole | 0 |  | 96294,96295,96296,96297,96298,96299,103554,103555,103556,103557,103558,103559 | 050aEzwQLErOVNO9YHeBuz | 1 |  | M_Lighting Switches:Single Pole:Single Pole:843886 |  |  | N/A | 1497 | N/A |  | N/A | N/A | N/A | N/A | N/A |  | 120 V/1-0 VA | N/A | Linked Revit Model : Clinic_A.rvt |  |  |  | Level: Level 2 |  |  |  | 1.200000 |  | 0.000000 | [5 empty] | 1.200000 |  |  |  |  | N/A | UNSET | N/A | N/A | TRUE | N/A | 0 | N/A | 0 | 0 | 0 | 0 | 0 | UNSET | N/A | N/A | FIXED | N/A | Switches | UNSET | N/A |  | N/A | N/A | N/A | 0 | L1 | 0 | N/A | N/A | N/A | 0 | [16 empty] | N/A |  |  |  | 23.80.50.11.14 | [7 empty] | Other |  | L42B | 3 | [5 empty] | 1291.669250 | 0.000000
2159 | 2B19 |  | 946033 | New Construction | N/A | [5 empty] | 103261 |  | 46849 |  | 44075 |  |  | Standard | 0 |  | 100369,100370,100371,100372,100373,100374,103571,103572,103573,103574,103575 | 1k8p9C4S9CiONR7YL7KK4I | 1 |  | M_Duplex Receptacle:Standard:Standard:946033 |  |  | N/A | 2159 | N/A |  | N/A | N/A | N/A | N/A | N/A |  | 120 V/1-180 VA | N/A | Linked Revit Model : Clinic_A.rvt | UNSET |  |  | Level: Level 2 |  |  |  | 0.500000 | [7 empty] | 0.460000 |  |  |  |  | N/A | UNSET | N/A | N/A | TRUE | N/A | 0 | N/A | 0 | 0 | 0 | 0 | 0 | UNSET | N/A | N/A | FIXED | N/A | Ground Fault Receptacles | UNSET | N/A |  | N/A | N/A | N/A | 0 | L1 | 0 | N/A | N/A | N/A | 0 | [16 empty] | N/A |  |  |  | 23.80.50.11.17 | [7 empty] | Receptacle |  | N22B1 | 15 | [5 empty] | 1291.669250 | 0.000000 | 586 | 1937.503875 | TRUE
2185 | 2B19 |  | 948359 | New Construction | N/A | [5 empty] | 103261 |  | 46875 |  | 44101 |  |  | Standard | 0 |  | 100525,100526,100527,100528,100529,100530,103571,103572,103573,103574,103575 | 1k8p9C4S9CiONR7YL7KLRa | 1 |  | M_Duplex Receptacle:Standard:Standard:948359 |  |  | N/A | 2185 | N/A |  | N/A | N/A | N/A | N/A | N/A |  | 120 V/1-180 VA | N/A | Linked Revit Model : Clinic_A.rvt | UNSET |  |  | Level: Level 2 |  |  |  | 0.500000 | [7 empty] | 0.460000 |  |  |  |  | N/A | UNSET | N/A | N/A | TRUE | N/A | 0 | N/A | 0 | 0 | 0 | 0 | 0 | UNSET | N/A | N/A | FIXED | N/A | Ground Fault Receptacles | UNSET | N/A |  | N/A | N/A | N/A | 0 | L1 | 0 | N/A | N/A | N/A | 0 | [16 empty] | N/A |  |  |  | 23.80.50.11.17 | [7 empty] | Receptacle |  | N22B1 | 15 | [5 empty] | 1291.669250 | 0.000000 | 612 | 1937.503875 | TRUE
2186 | 2B19 |  | 948719 | New Construction | N/A | [5 empty] | 103261 |  | 46876 |  | 44102 |  |  | Standard | 0 |  | 100531,100532,100533,100534,100535,100536,103571,103572,103573,103574,103575 | 1k8p9C4S9CiONR7YL7KLUC | 1 |  | M_Duplex Receptacle:Standard:Standard:948719 |  |  | N/A | 2186 | N/A |  | N/A | N/A | N/A | N/A | N/A |  | 120 V/1-180 VA | N/A | Linked Revit Model : Clinic_A.rvt | UNSET |  |  | Level: Level 2 |  |  |  | 0.500000 | [7 empty] | 0.460000 |  |  |  |  | N/A | UNSET | N/A | N/A | TRUE | N/A | 0 | N/A | 0 | 0 | 0 | 0 | 0 | UNSET | N/A | N/A | FIXED | N/A | Ground Fault Receptacles | UNSET | N/A |  | N/A | N/A | N/A | 0 | L1 | 0 | N/A | N/A | N/A | 0 | [16 empty] | N/A |  |  |  | 23.80.50.11.17 | [7 empty] | Receptacle |  | N22B1 | 17 | [5 empty] | 1291.669250 | 0.000000 | 613 | 1937.503875 | TRUE
2187 | 2B19 |  | 948762 | New Construction | N/A | [5 empty] | 103261 |  | 46877 |  | 44103 |  |  | Standard | 0 |  | 100537,100538,100539,100540,100541,100542,103571,103572,103573,103574,103575 | 1k8p9C4S9CiONR7YL7KLHv | 1 |  | M_Duplex Receptacle:Standard:Standard:948762 |  |  | N/A | 2187 | N/A |  | N/A | N/A | N/A | N/A | N/A |  | 120 V/1-180 VA | N/A | Linked Revit Model : Clinic_A.rvt | UNSET |  |  | Level: Level 2 |  |  |  | 0.500000 | [7 empty] | 0.460000 |  |  |  |  | N/A | UNSET | N/A | N/A | TRUE | N/A | 0 | N/A | 0 | 0 | 0 | 0 | 0 | UNSET | N/A | N/A | FIXED | N/A | Ground Fault Receptacles | UNSET | N/A |  | N/A | N/A | N/A | 0 | L1 | 0 | N/A | N/A | N/A | 0 | [16 empty] | N/A |  |  |  | 23.80.50.11.17 | [7 empty] | Receptacle |  | N22B1 | 15 | [5 empty] | 1291.669250 | 0.000000 | 614 | 1937.503875 | TRUE
2188 | 2B19 |  | 948817 | New Construction | N/A | [5 empty] | 103261 |  | 46878 |  | 44104 |  |  | Standard | 0 |  | 100543,100544,100545,100546,100547,100548,103571,103572,103573,103574,103575 | 1k8p9C4S9CiONR7YL7KLGo | 1 |  | M_Duplex Receptacle:Standard:Standard:948817 |  |  | N/A | 2188 | N/A |  | N/A | N/A | N/A | N/A | N/A |  | 120 V/1-180 VA | N/A | Linked Revit Model : Clinic_A.rvt | UNSET |  |  | Level: Level 2 |  |  |  | 0.500000 | [7 empty] | 0.460000 |  |  |  |  | N/A | UNSET | N/A | N/A | TRUE | N/A | 0 | N/A | 0 | 0 | 0 | 0 | 0 | UNSET | N/A | N/A | FIXED | N/A | Ground Fault Receptacles | UNSET | N/A |  | N/A | N/A | N/A | 0 | L1 | 0 | N/A | N/A | N/A | 0 | [16 empty] | N/A |  |  |  | 23.80.50.11.17 | [7 empty] | Receptacle |  | N22B1 | 15 | [5 empty] | 1291.669250 | 0.000000 | 615 | 1937.503875 | TRUE
1036 | 2B20 | 0 | 850985 | New Construction | N/A |  | 0 |  | 0 |  | 102988 | Point+HemiSpherical | 46219 |  | 53846 | REF TYPE MARK | 0 | Q1 - 1219mm | 0 | 86611 | 96488,96489,96490,96491,96492,96493,96494,103200,103201,103202,103203,103204,103205,103206,103207,103220 | 37vDTF7Of8HgUYMzIbEQLG | 1 |  | M_Pendant Light - Linear:Q1 - 1219mm:Q1 - 1219mm:850985 |  | NO | N/A | 1036 | N/A | 16777215 | N/A | N/A | N/A | N/A | N/A |  | 120 V/1-150 VA | N/A | <not associated> | UNSET |  |  | Level: Level 2 | UNSET | F | 0 | 2.800000 |  | 1614.586563 | 0 | 0.050000 |  |  |  | 1.200000 |  |  | T8, 1219mm, RAPID START, CRI=75 |  | N/A | UNSET | N/A | N/A | TRUE | N/A | 0 | N/A | 0 | 0 | 0 | 0 | 0 | UNSET | N/A | N/A | FIXED | N/A | General Luminaries, Non Directional | UNSET | N/A |  | N/A | N/A | N/A | 0 | L1 | 0 | N/A | N/A | N/A | 0 | UNSET | UNSET | 0 | 0 | 0 | 0 | 0 | [9 empty] | N/A |  |  |  | 23.80.70.11.11 |  |  | Q1 |  |  |  | 1291.669250 | Lighting - Dwelling Unit | 1 | L42B | 1 |  |  | 2900.000000 | 32 | [9 empty] | Glass - White, High Luminance |  | 2.400000 | 0.300000 | Metal - Paint Finish - Ivory, Glossy | Metal - Paint Finish - Ivory, Glossy
1508 | 2B20 |  | 845507 | New Construction | N/A | [5 empty] | 102988 |  | 46197 |  | 43439 |  |  | Single Pole | 0 |  | 96360,96361,96362,96363,96364,96365,103554,103555,103556,103557,103558,103559 | 050aEzwQLErOVNO9YHeBYG | 1 |  | M_Lighting Switches:Single Pole:Single Pole:845507 |  |  | N/A | 1508 | N/A |  | N/A | N/A | N/A | N/A | N/A |  | 120 V/1-0 VA | N/A | Linked Revit Model : Clinic_A.rvt |  |  |  | Level: Level 2 |  |  |  | 1.200000 |  | 0.000000 | [5 empty] | 1.200000 |  |  |  |  | N/A | UNSET | N/A | N/A | TRUE | N/A | 0 | N/A | 0 | 0 | 0 | 0 | 0 | UNSET | N/A | N/A | FIXED | N/A | Switches | UNSET | N/A |  | N/A | N/A | N/A | 0 | L1 | 0 | N/A | N/A | N/A | 0 | [16 empty] | N/A |  |  |  | 23.80.50.11.14 | [7 empty] | Other |  | L42B | 1 | [5 empty] | 1291.669250 | 0.000000
2207 | 2B20 |  | 951099 | New Construction | N/A | [5 empty] | 102988 |  | 46897 |  | 44123 |  |  | Standard | 0 |  | 100657,100658,100659,100660,100661,100662,103571,103572,103573,103574,103575 | 1k8p9C4S9CiONR7YL7KQrO | 1 |  | M_Duplex Receptacle:Standard:Standard:951099 |  |  | N/A | 2207 | N/A |  | N/A | N/A | N/A | N/A | N/A |  | 120 V/1-180 VA | N/A | Linked Revit Model : Clinic_A.rvt | UNSET |  |  | Level: Level 2 |  |  |  | 0.500000 | [7 empty] | 0.460000 |  |  |  |  | N/A | UNSET | N/A | N/A | TRUE | N/A | 0 | N/A | 0 | 0 | 0 | 0 | 0 | UNSET | N/A | N/A | FIXED | N/A | Ground Fault Receptacles | UNSET | N/A |  | N/A | N/A | N/A | 0 | L1 | 0 | N/A | N/A | N/A | 0 | [16 empty] | N/A |  |  |  | 23.80.50.11.17 | [7 empty] | Receptacle |  | N22B1 | 12 | [5 empty] | 1291.669250 | 0.000000 | 634 | 1937.503875 | TRUE
941 | 2B21 | 0 | 771838 | New Construction | N/A |  | 0 |  | 0 |  | 103224 | Point+HemiSpherical | 45808 |  | 53675 | REF TYPE MARK | 0 | B1 - 0610x1219mm | 0 | 86706 | 93835,93836,93837,93838,93839,93840,93841,103561,103562,103563,103564,103565,103566,103567,103568,103569 | 0yuotxu8DEgv2qMIt$xN5B | 1 |  | M_Troffer Light - Parabolic Rectangular:B1 - 0610x1219mm:B1 - 0610x1219mm:771838 |  | NO | N/A | 941 | N/A | 16777215 | N/A | N/A | N/A | N/A | N/A |  | 120 V/1-80 VA | N/A | Linked Revit Model : Clinic_A.rvt | UNSET |  |  | Level: Level 2 | UNSET | F | 0 | 2.680000 |  | 861.112833 | 0 | 0.050000 |  |  |  | 1.200000 |  |  | T8, 1219mm, RAPID START, CRI=75 |  | N/A | UNSET | N/A | N/A | TRUE | N/A | 0 | N/A | 0 | 0 | 0 | 0 | 0 | UNSET | N/A | N/A | FIXED | N/A | Downlights | UNSET | N/A | D5020210 | N/A | N/A | N/A | 0 | L1 | 0 | N/A | N/A | N/A | 0 | UNSET | UNSET | 0 | 0 | 0 | 0 | 0 | [9 empty] | N/A | Lighting - Fluorescent |  |  | 23.80.70.11.14.11 |  |  | B1 |  |  |  | 1291.669250 | Lighting - Dwelling Unit | 1 | L42B | 1 |  |  | 2900.000000 | 32 | [8 empty] | Metal - Paint Finish - Dark Gray, Matte | Glass - White, High Luminance | Metal - Chrome
942 | 2B21 | 0 | 771897 | New Construction | N/A |  | 0 |  | 0 |  | 103224 | Point+HemiSpherical | 45809 |  | 53676 | REF TYPE MARK | 0 | B1 - 0610x1219mm | 0 | 86705 | 93842,93843,93844,93845,93846,93847,93848,103561,103562,103563,103564,103565,103566,103567,103568,103569 | 0yuotxu8DEgv2qMIt$xN2C | 1 |  | M_Troffer Light - Parabolic Rectangular:B1 - 0610x1219mm:B1 - 0610x1219mm:771897 |  | NO | N/A | 942 | N/A | 16777215 | N/A | N/A | N/A | N/A | N/A |  | 120 V/1-80 VA | N/A | Linked Revit Model : Clinic_A.rvt | UNSET |  |  | Level: Level 2 | UNSET | F | 0 | 2.680000 |  | 861.112833 | 0 | 0.050000 |  |  |  | 1.200000 |  |  | T8, 1219mm, RAPID START, CRI=75 |  | N/A | UNSET | N/A | N/A | TRUE | N/A | 0 | N/A | 0 | 0 | 0 | 0 | 0 | UNSET | N/A | N/A | FIXED | N/A | Downlights | UNSET | N/A | D5020210 | N/A | N/A | N/A | 0 | L1 | 0 | N/A | N/A | N/A | 0 | UNSET | UNSET | 0 | 0 | 0 | 0 | 0 | [9 empty] | N/A | Lighting - Fluorescent |  |  | 23.80.70.11.14.11 |  |  | B1 |  |  |  | 1291.669250 | Lighting - Dwelling Unit | 1 | L42B | 1 |  |  | 2900.000000 | 32 | [8 empty] | Metal - Paint Finish - Dark Gray, Matte | Glass - White, High Luminance | Metal - Chrome
1507 | 2B21 |  | 845255 | New Construction | N/A | [5 empty] | 103224 |  | 46196 |  | 43438 |  |  | Single Pole | 0 |  | 96354,96355,96356,96357,96358,96359,103554,103555,103556,103557,103558,103559 | 050aEzwQLErOVNO9YHeBkK | 1 |  | M_Lighting Switches:Single Pole:Single Pole:845255 |  |  | N/A | 1507 | N/A |  | N/A | N/A | N/A | N/A | N/A |  | 120 V/1-0 VA | N/A | Linked Revit Model : Clinic_A.rvt |  |  |  | Level: Level 2 |  |  |  | 1.200000 |  | 0.000000 | [5 empty] | 1.200000 |  |  |  |  | N/A | UNSET | N/A | N/A | TRUE | N/A | 0 | N/A | 0 | 0 | 0 | 0 | 0 | UNSET | N/A | N/A | FIXED | N/A | Switches | UNSET | N/A |  | N/A | N/A | N/A | 0 | L1 | 0 | N/A | N/A | N/A | 0 | [16 empty] | N/A |  |  |  | 23.80.50.11.14 | [7 empty] | Other |  | L42B | 1 | [5 empty] | 1291.669250 | 0.000000
2110 | 2B21 |  | 940391 | New Construction | N/A | [5 empty] | 103224 |  | 46800 |  | 44026 |  |  | Standard | 0 |  | 100075,100076,100077,100078,100079,100080,103571,103572,103573,103574,103575 | 1k8p9C4S9CiONR7YL7KNS4 | 1 |  | M_Duplex Receptacle:Standard:Standard:940391 |  |  | N/A | 2110 | N/A |  | N/A | N/A | N/A | N/A | N/A |  | 120 V/1-180 VA | N/A | Linked Revit Model : Clinic_A.rvt | UNSET |  |  | Level: Level 2 |  |  |  | 0.500000 | [7 empty] | 0.460000 |  |  |  |  | N/A | UNSET | N/A | N/A | TRUE | N/A | 0 | N/A | 0 | 0 | 0 | 0 | 0 | UNSET | N/A | N/A | FIXED | N/A | Ground Fault Receptacles | UNSET | N/A |  | N/A | N/A | N/A | 0 | L1 | 0 | N/A | N/A | N/A | 0 | [16 empty] | N/A |  |  |  | 23.80.50.11.17 | [7 empty] | Receptacle |  | N22B1 | 13 | [5 empty] | 1291.669250 | 0.000000 | 536 | 1937.503875 | TRUE
2111 | 2B21 |  | 940477 | New Construction | N/A | [5 empty] | 103224 |  | 46801 |  | 44027 |  |  | Standard | 0 |  | 100081,100082,100083,100084,100085,100086,103571,103572,103573,103574,103575 | 1k8p9C4S9CiONR7YL7KNVU | 1 |  | M_Duplex Receptacle:Standard:Standard:940477 |  |  | N/A | 2111 | N/A |  | N/A | N/A | N/A | N/A | N/A |  | 120 V/1-180 VA | N/A | Linked Revit Model : Clinic_A.rvt | UNSET |  |  | Level: Level 2 |  |  |  | 0.500000 | [7 empty] | 0.460000 |  |  |  |  | N/A | UNSET | N/A | N/A | TRUE | N/A | 0 | N/A | 0 | 0 | 0 | 0 | 0 | UNSET | N/A | N/A | FIXED | N/A | Ground Fault Receptacles | UNSET | N/A |  | N/A | N/A | N/A | 0 | L1 | 0 | N/A | N/A | N/A | 0 | [16 empty] | N/A |  |  |  | 23.80.50.11.17 | [7 empty] | Receptacle |  | N22B1 | 13 | [5 empty] | 1291.669250 | 0.000000 | 537 | 1937.503875 | TRUE
2112 | 2B21 |  | 940593 | New Construction | N/A | [5 empty] | 103224 |  | 46802 |  | 44028 |  |  | Standard | 0 |  | 100087,100088,100089,100090,100091,100092,103571,103572,103573,103574,103575 | 1k8p9C4S9CiONR7YL7KNHI | 1 |  | M_Duplex Receptacle:Standard:Standard:940593 |  |  | N/A | 2112 | N/A |  | N/A | N/A | N/A | N/A | N/A |  | 120 V/1-180 VA | N/A | Linked Revit Model : Clinic_A.rvt | UNSET |  |  | Level: Level 2 |  |  |  | 0.500000 | [7 empty] | 0.460000 |  |  |  |  | N/A | UNSET | N/A | N/A | TRUE | N/A | 0 | N/A | 0 | 0 | 0 | 0 | 0 | UNSET | N/A | N/A | FIXED | N/A | Ground Fault Receptacles | UNSET | N/A |  | N/A | N/A | N/A | 0 | L1 | 0 | N/A | N/A | N/A | 0 | [16 empty] | N/A |  |  |  | 23.80.50.11.17 | [7 empty] | Receptacle |  | N22B1 | 13 | [5 empty] | 1291.669250 | 0.000000 | 539 | 1937.503875 | TRUE
2113 | 2B21 |  | 940819 | New Construction | N/A | [5 empty] | 103224 |  | 46803 |  | 44029 |  |  | Standard | 0 |  | 100093,100094,100095,100096,100097,100098,103571,103572,103573,103574,103575 | 1k8p9C4S9CiONR7YL7KNLm | 1 |  | M_Duplex Receptacle:Standard:Standard:940819 |  |  | N/A | 2113 | N/A |  | N/A | N/A | N/A | N/A | N/A |  | 120 V/1-180 VA | N/A | Linked Revit Model : Clinic_A.rvt | UNSET |  |  | Level: Level 2 |  |  |  | 0.500000 | [7 empty] | 0.460000 |  |  |  |  | N/A | UNSET | N/A | N/A | TRUE | N/A | 0 | N/A | 0 | 0 | 0 | 0 | 0 | UNSET | N/A | N/A | FIXED | N/A | Ground Fault Receptacles | UNSET | N/A |  | N/A | N/A | N/A | 0 | L1 | 0 | N/A | N/A | N/A | 0 | [16 empty] | N/A |  |  |  | 23.80.50.11.17 | [7 empty] | Receptacle |  | N22B1 | 13 | [5 empty] | 1291.669250 | 0.000000 | 540 | 1937.503875 | TRUE
767 | 2B22 | 0 | 756747 | New Construction | N/A |  | 0 |  | 0 |  | 103088 | Point+HemiSpherical | 45634 |  | 53501 | REF TYPE MARK | 0 | B3 - 610x610mm | 0 | 86880 | 92617,92618,92619,92620,92621,92622,92623,103543,103544,103545,103546,103547,103548,103549,103550,103551 | 3nfyjyjOf1zQfCeH8h9j_5 | 1 |  | M_Troffer Light - Parabolic Square:B3 - 610x610mm:B3 - 610x610mm:756747 |  | NO | N/A | 767 | N/A | 16777215 | N/A | N/A | N/A | N/A | N/A |  | 120 V/1-40 VA | N/A | Linked Revit Model : Clinic_A.rvt | UNSET |  |  | Level: Level 2 | UNSET | F | 0 | 2.680000 |  | 430.556417 | 0 | 0.050000 |  |  |  | 1.200000 |  |  | U-SHAPED, CRI=75 |  | N/A | UNSET | N/A | N/A | TRUE | N/A | 0 | N/A | 0 | 0 | 0 | 0 | 0 | UNSET | N/A | N/A | FIXED | N/A | Downlights | UNSET | N/A |  | N/A | N/A | N/A | 0 | L1 | 0 | N/A | N/A | N/A | 0 | UNSET | UNSET | 0 | 0 | 0 | 0 | 0 | [9 empty] | N/A |  |  |  | 23.80.70.11.14.11 |  |  | B3 |  |  |  | 1291.669250 | Lighting - Dwelling Unit | 1 | L42B | 1 |  |  | 3150.000000 | 32 | [8 empty] | Metal - Paint Finish - Dark Gray, Matte | Glass - White, High Luminance | Metal - Chrome
1506 | 2B22 |  | 844874 | New Construction | N/A | [5 empty] | 103088 |  | 46195 |  | 43437 |  |  | Single Pole | 0 |  | 96348,96349,96350,96351,96352,96353,103554,103555,103556,103557,103558,103559 | 050aEzwQLErOVNO9YHeBeP | 1 |  | M_Lighting Switches:Single Pole:Single Pole:844874 |  |  | N/A | 1506 | N/A |  | N/A | N/A | N/A | N/A | N/A |  | 120 V/1-0 VA | N/A | Linked Revit Model : Clinic_A.rvt |  |  |  | Level: Level 2 |  |  |  | 1.200000 |  | 0.000000 | [5 empty] | 1.200000 |  |  |  |  | N/A | UNSET | N/A | N/A | TRUE | N/A | 0 | N/A | 0 | 0 | 0 | 0 | 0 | UNSET | N/A | N/A | FIXED | N/A | Switches | UNSET | N/A |  | N/A | N/A | N/A | 0 | L1 | 0 | N/A | N/A | N/A | 0 | [16 empty] | N/A |  |  |  | 23.80.50.11.14 | [7 empty] | Other |  | L42B | 1 | [5 empty] | 1291.669250 | 0.000000
2114 | 2B22 |  | 940898 | New Construction | N/A | [5 empty] | 103088 |  | 46804 |  | 44030 |  |  | Standard | 0 |  | 100099,100100,100101,100102,100103,100104,103571,103572,103573,103574,103575 | 1k8p9C4S9CiONR7YL7KNK1 | 1 |  | M_Duplex Receptacle:Standard:Standard:940898 |  |  | N/A | 2114 | N/A |  | N/A | N/A | N/A | N/A | N/A |  | 120 V/1-180 VA | N/A | Linked Revit Model : Clinic_A.rvt | UNSET |  |  | Level: Level 2 |  |  |  | 0.500000 | [7 empty] | 0.460000 |  |  |  |  | N/A | UNSET | N/A | N/A | TRUE | N/A | 0 | N/A | 0 | 0 | 0 | 0 | 0 | UNSET | N/A | N/A | FIXED | N/A | Ground Fault Receptacles | UNSET | N/A |  | N/A | N/A | N/A | 0 | L1 | 0 | N/A | N/A | N/A | 0 | [16 empty] | N/A |  |  |  | 23.80.50.11.17 | [7 empty] | Receptacle |  | N22B1 | 24 | [5 empty] | 1291.669250 | 0.000000 | 541 | 1937.503875 | TRUE
2115 | 2B22 |  | 940963 | New Construction | N/A | [5 empty] | 103088 |  | 46805 |  | 44031 |  |  | GFCI | 0 |  | 100105,100106,100107,100108,100109,100110,103045,103046,103047,103048,103081 | 1k8p9C4S9CiONR7YL7KNN0 | 1 |  | M_Duplex Receptacle:GFCI:GFCI:940963 |  |  | N/A | 2115 | N/A |  | N/A | N/A | N/A | N/A | N/A |  | 120 V/1-180 VA | N/A | Linked Revit Model : Clinic_A.rvt | UNSET |  |  | Level: Level 2 |  |  |  | 0.500000 | [7 empty] | 1.200000 |  |  |  |  | N/A | UNSET | N/A | N/A | TRUE | N/A | 0 | N/A | 0 | 0 | 0 | 0 | 0 | UNSET | N/A | N/A | FIXED | N/A | Ground Fault Receptacles | UNSET | N/A |  | N/A | N/A | N/A | 0 | L1 | 0 | N/A | N/A | N/A | 0 | [16 empty] | N/A |  |  |  | 23.80.50.11.17 | [7 empty] | Receptacle |  | N22B1 | 24 | [5 empty] | 1291.669250 | 0.000000 | 542 | 1937.503875 | TRUE | [9 empty] | GFCI
943 | 2B23 | 0 | 771988 | New Construction | N/A |  | 0 |  | 0 |  | 103223 | Point+HemiSpherical | 45810 |  | 53677 | REF TYPE MARK | 0 | B1 - 0610x1219mm | 0 | 86704 | 93849,93850,93851,93852,93853,93854,93855,103561,103562,103563,103564,103565,103566,103567,103568,103569 | 0yuotxu8DEgv2qMIt$xN0X | 1 |  | M_Troffer Light - Parabolic Rectangular:B1 - 0610x1219mm:B1 - 0610x1219mm:771988 |  | NO | N/A | 943 | N/A | 16777215 | N/A | N/A | N/A | N/A | N/A |  | 120 V/1-80 VA | N/A | Linked Revit Model : Clinic_A.rvt | UNSET |  |  | Level: Level 2 | UNSET | F | 0 | 2.680000 |  | 861.112833 | 0 | 0.050000 |  |  |  | 1.200000 |  |  | T8, 1219mm, RAPID START, CRI=75 |  | N/A | UNSET | N/A | N/A | TRUE | N/A | 0 | N/A | 0 | 0 | 0 | 0 | 0 | UNSET | N/A | N/A | FIXED | N/A | Downlights | UNSET | N/A | D5020210 | N/A | N/A | N/A | 0 | L1 | 0 | N/A | N/A | N/A | 0 | UNSET | UNSET | 0 | 0 | 0 | 0 | 0 | [9 empty] | N/A | Lighting - Fluorescent |  |  | 23.80.70.11.14.11 |  |  | B1 |  |  |  | 1291.669250 | Lighting - Dwelling Unit | 1 | L42B | 1 |  |  | 2900.000000 | 32 | [8 empty] | Metal - Paint Finish - Dark Gray, Matte | Glass - White, High Luminance | Metal - Chrome
944 | 2B23 | 0 | 772036 | New Construction | N/A |  | 0 |  | 0 |  | 103223 | Point+HemiSpherical | 45811 |  | 53678 | REF TYPE MARK | 0 | B1 - 0610x1219mm | 0 | 86703 | 93856,93857,93858,93859,93860,93861,93862,103561,103562,103563,103564,103565,103566,103567,103568,103569 | 0yuotxu8DEgv2qMIt$xN1n | 1 |  | M_Troffer Light - Parabolic Rectangular:B1 - 0610x1219mm:B1 - 0610x1219mm:772036 |  | NO | N/A | 944 | N/A | 16777215 | N/A | N/A | N/A | N/A | N/A |  | 120 V/1-80 VA | N/A | Linked Revit Model : Clinic_A.rvt | UNSET |  |  | Level: Level 2 | UNSET | F | 0 | 2.680000 |  | 861.112833 | 0 | 0.050000 |  |  |  | 1.200000 |  |  | T8, 1219mm, RAPID START, CRI=75 |  | N/A | UNSET | N/A | N/A | TRUE | N/A | 0 | N/A | 0 | 0 | 0 | 0 | 0 | UNSET | N/A | N/A | FIXED | N/A | Downlights | UNSET | N/A | D5020210 | N/A | N/A | N/A | 0 | L1 | 0 | N/A | N/A | N/A | 0 | UNSET | UNSET | 0 | 0 | 0 | 0 | 0 | [9 empty] | N/A | Lighting - Fluorescent |  |  | 23.80.70.11.14.11 |  |  | B1 |  |  |  | 1291.669250 | Lighting - Dwelling Unit | 1 | L42B | 1 |  |  | 2900.000000 | 32 | [8 empty] | Metal - Paint Finish - Dark Gray, Matte | Glass - White, High Luminance | Metal - Chrome
1496 | 2B23 |  | 843801 | New Construction | N/A | [5 empty] | 103223 |  | 46185 |  | 43427 |  |  | Single Pole | 0 |  | 96288,96289,96290,96291,96292,96293,103554,103555,103556,103557,103558,103559 | 050aEzwQLErOVNO9YHeBvA | 1 |  | M_Lighting Switches:Single Pole:Single Pole:843801 |  |  | N/A | 1496 | N/A |  | N/A | N/A | N/A | N/A | N/A |  | 120 V/1-0 VA | N/A | Linked Revit Model : Clinic_A.rvt |  |  |  | Level: Level 2 |  |  |  | 1.200000 |  | 0.000000 | [5 empty] | 1.200000 |  |  |  |  | N/A | UNSET | N/A | N/A | TRUE | N/A | 0 | N/A | 0 | 0 | 0 | 0 | 0 | UNSET | N/A | N/A | FIXED | N/A | Switches | UNSET | N/A |  | N/A | N/A | N/A | 0 | L1 | 0 | N/A | N/A | N/A | 0 | [16 empty] | N/A |  |  |  | 23.80.50.11.14 | [7 empty] | Other |  | L42B | 1 | [5 empty] | 1291.669250 | 0.000000
2116 | 2B23 |  | 941049 | New Construction | N/A | [5 empty] | 103223 |  | 46806 |  | 44032 |  |  | Standard | 0 |  | 100111,100112,100113,100114,100115,100116,103571,103572,103573,103574,103575 | 1k8p9C4S9CiONR7YL7KNMQ | 1 |  | M_Duplex Receptacle:Standard:Standard:941049 |  |  | N/A | 2116 | N/A |  | N/A | N/A | N/A | N/A | N/A |  | 120 V/1-180 VA | N/A | Linked Revit Model : Clinic_A.rvt | UNSET |  |  | Level: Level 2 |  |  |  | 0.500000 | [7 empty] | 0.460000 |  |  |  |  | N/A | UNSET | N/A | N/A | TRUE | N/A | 0 | N/A | 0 | 0 | 0 | 0 | 0 | UNSET | N/A | N/A | FIXED | N/A | Ground Fault Receptacles | UNSET | N/A |  | N/A | N/A | N/A | 0 | L1 | 0 | N/A | N/A | N/A | 0 | [16 empty] | N/A |  |  |  | 23.80.50.11.17 | [7 empty] | Receptacle |  | N22B1 | 4 | [5 empty] | 1291.669250 | 0.000000 | 543 | 1937.503875 | TRUE
2117 | 2B23 |  | 941069 | New Construction | N/A | [5 empty] | 103223 |  | 46807 |  | 44033 |  |  | Standard | 0 |  | 100117,100118,100119,100120,100121,100122,103571,103572,103573,103574,103575 | 1k8p9C4S9CiONR7YL7KN9k | 1 |  | M_Duplex Receptacle:Standard:Standard:941069 |  |  | N/A | 2117 | N/A |  | N/A | N/A | N/A | N/A | N/A |  | 120 V/1-180 VA | N/A | Linked Revit Model : Clinic_A.rvt | UNSET |  |  | Level: Level 2 |  |  |  | 0.500000 | [7 empty] | 0.460000 |  |  |  |  | N/A | UNSET | N/A | N/A | TRUE | N/A | 0 | N/A | 0 | 0 | 0 | 0 | 0 | UNSET | N/A | N/A | FIXED | N/A | Ground Fault Receptacles | UNSET | N/A |  | N/A | N/A | N/A | 0 | L1 | 0 | N/A | N/A | N/A | 0 | [16 empty] | N/A |  |  |  | 23.80.50.11.17 | [7 empty] | Receptacle |  | N22B1 | 4 | [5 empty] | 1291.669250 | 0.000000 | 544 | 1937.503875 | TRUE
2118 | 2B23 |  | 941115 | New Construction | N/A | [5 empty] | 103223 |  | 46808 |  | 44034 |  |  | Standard | 0 |  | 100123,100124,100125,100126,100127,100128,103571,103572,103573,103574,103575 | 1k8p9C4S9CiONR7YL7KN9O | 1 |  | M_Duplex Receptacle:Standard:Standard:941115 |  |  | N/A | 2118 | N/A |  | N/A | N/A | N/A | N/A | N/A |  | 120 V/1-180 VA | N/A | Linked Revit Model : Clinic_A.rvt | UNSET |  |  | Level: Level 2 |  |  |  | 0.500000 | [7 empty] | 0.460000 |  |  |  |  | N/A | UNSET | N/A | N/A | TRUE | N/A | 0 | N/A | 0 | 0 | 0 | 0 | 0 | UNSET | N/A | N/A | FIXED | N/A | Ground Fault Receptacles | UNSET | N/A |  | N/A | N/A | N/A | 0 | L1 | 0 | N/A | N/A | N/A | 0 | [16 empty] | N/A |  |  |  | 23.80.50.11.17 | [7 empty] | Receptacle |  | N22B1 | 4 | [5 empty] | 1291.669250 | 0.000000 | 545 | 1937.503875 | TRUE
2119 | 2B23 |  | 941139 | New Construction | N/A | [5 empty] | 103223 |  | 46809 |  | 44035 |  |  | Standard | 0 |  | 100129,100130,100131,100132,100133,100134,103571,103572,103573,103574,103575 | 1k8p9C4S9CiONR7YL7KN8m | 1 |  | M_Duplex Receptacle:Standard:Standard:941139 |  |  | N/A | 2119 | N/A |  | N/A | N/A | N/A | N/A | N/A |  | 120 V/1-180 VA | N/A | Linked Revit Model : Clinic_A.rvt | UNSET |  |  | Level: Level 2 |  |  |  | 0.500000 | [7 empty] | 0.460000 |  |  |  |  | N/A | UNSET | N/A | N/A | TRUE | N/A | 0 | N/A | 0 | 0 | 0 | 0 | 0 | UNSET | N/A | N/A | FIXED | N/A | Ground Fault Receptacles | UNSET | N/A |  | N/A | N/A | N/A | 0 | L1 | 0 | N/A | N/A | N/A | 0 | [16 empty] | N/A |  |  |  | 23.80.50.11.17 | [7 empty] | Receptacle |  | N22B1 | 4 | [5 empty] | 1291.669250 | 0.000000 | 546 | 1937.503875 | TRUE
945 | 2B24 | 0 | 772088 | New Construction | N/A |  | 0 |  | 0 |  | 103222 | Point+HemiSpherical | 45812 |  | 53679 | REF TYPE MARK | 0 | B1 - 0610x1219mm | 0 | 86702 | 93863,93864,93865,93866,93867,93868,93869,103561,103562,103563,103564,103565,103566,103567,103568,103569 | 0yuotxu8DEgv2qMIt$xN1D | 1 |  | M_Troffer Light - Parabolic Rectangular:B1 - 0610x1219mm:B1 - 0610x1219mm:772088 |  | NO | N/A | 945 | N/A | 16777215 | N/A | N/A | N/A | N/A | N/A |  | 120 V/1-80 VA | N/A | Linked Revit Model : Clinic_A.rvt | UNSET |  |  | Level: Level 2 | UNSET | F | 0 | 2.680000 |  | 861.112833 | 0 | 0.050000 |  |  |  | 1.200000 |  |  | T8, 1219mm, RAPID START, CRI=75 |  | N/A | UNSET | N/A | N/A | TRUE | N/A | 0 | N/A | 0 | 0 | 0 | 0 | 0 | UNSET | N/A | N/A | FIXED | N/A | Downlights | UNSET | N/A | D5020210 | N/A | N/A | N/A | 0 | L1 | 0 | N/A | N/A | N/A | 0 | UNSET | UNSET | 0 | 0 | 0 | 0 | 0 | [9 empty] | N/A | Lighting - Fluorescent |  |  | 23.80.70.11.14.11 |  |  | B1 |  |  |  | 1291.669250 | Lighting - Dwelling Unit | 1 | L42B | 1 |  |  | 2900.000000 | 32 | [8 empty] | Metal - Paint Finish - Dark Gray, Matte | Glass - White, High Luminance | Metal - Chrome
946 | 2B24 | 0 | 772157 | New Construction | N/A |  | 0 |  | 0 |  | 103222 | Point+HemiSpherical | 45813 |  | 53680 | REF TYPE MARK | 0 | B1 - 0610x1219mm | 0 | 86701 | 93870,93871,93872,93873,93874,93875,93876,103561,103562,103563,103564,103565,103566,103567,103568,103569 | 0yuotxu8DEgv2qMIt$xN_8 | 1 |  | M_Troffer Light - Parabolic Rectangular:B1 - 0610x1219mm:B1 - 0610x1219mm:772157 |  | NO | N/A | 946 | N/A | 16777215 | N/A | N/A | N/A | N/A | N/A |  | 120 V/1-80 VA | N/A | Linked Revit Model : Clinic_A.rvt | UNSET |  |  | Level: Level 2 | UNSET | F | 0 | 2.680000 |  | 861.112833 | 0 | 0.050000 |  |  |  | 1.200000 |  |  | T8, 1219mm, RAPID START, CRI=75 |  | N/A | UNSET | N/A | N/A | TRUE | N/A | 0 | N/A | 0 | 0 | 0 | 0 | 0 | UNSET | N/A | N/A | FIXED | N/A | Downlights | UNSET | N/A | D5020210 | N/A | N/A | N/A | 0 | L1 | 0 | N/A | N/A | N/A | 0 | UNSET | UNSET | 0 | 0 | 0 | 0 | 0 | [9 empty] | N/A | Lighting - Fluorescent |  |  | 23.80.70.11.14.11 |  |  | B1 |  |  |  | 1291.669250 | Lighting - Dwelling Unit | 1 | L42B | 1 |  |  | 2900.000000 | 32 | [8 empty] | Metal - Paint Finish - Dark Gray, Matte | Glass - White, High Luminance | Metal - Chrome
1495 | 2B24 |  | 843727 | New Construction | N/A | [5 empty] | 103222 |  | 46184 |  | 43426 |  |  | Single Pole | 0 |  | 96282,96283,96284,96285,96286,96287,103554,103555,103556,103557,103558,103559 | 050aEzwQLErOVNO9YHe86S | 1 |  | M_Lighting Switches:Single Pole:Single Pole:843727 |  |  | N/A | 1495 | N/A |  | N/A | N/A | N/A | N/A | N/A |  | 120 V/1-0 VA | N/A | Linked Revit Model : Clinic_A.rvt |  |  |  | Level: Level 2 |  |  |  | 1.200000 |  | 0.000000 | [5 empty] | 1.200000 |  |  |  |  | N/A | UNSET | N/A | N/A | TRUE | N/A | 0 | N/A | 0 | 0 | 0 | 0 | 0 | UNSET | N/A | N/A | FIXED | N/A | Switches | UNSET | N/A |  | N/A | N/A | N/A | 0 | L1 | 0 | N/A | N/A | N/A | 0 | [16 empty] | N/A |  |  |  | 23.80.50.11.14 | [7 empty] | Other |  | L42B | 1 | [5 empty] | 1291.669250 | 0.000000
2120 | 2B24 |  | 941203 | New Construction | N/A | [5 empty] | 103222 |  | 46810 |  | 44036 |  |  | Standard | 0 |  | 100135,100136,100137,100138,100139,100140,103571,103572,103573,103574,103575 | 1k8p9C4S9CiONR7YL7KNBm | 1 |  | M_Duplex Receptacle:Standard:Standard:941203 |  |  | N/A | 2120 | N/A |  | N/A | N/A | N/A | N/A | N/A |  | 120 V/1-180 VA | N/A | Linked Revit Model : Clinic_A.rvt | UNSET |  |  | Level: Level 2 |  |  |  | 0.500000 | [7 empty] | 0.460000 |  |  |  |  | N/A | UNSET | N/A | N/A | TRUE | N/A | 0 | N/A | 0 | 0 | 0 | 0 | 0 | UNSET | N/A | N/A | FIXED | N/A | Ground Fault Receptacles | UNSET | N/A |  | N/A | N/A | N/A | 0 | L1 | 0 | N/A | N/A | N/A | 0 | [16 empty] | N/A |  |  |  | 23.80.50.11.17 | [7 empty] | Receptacle |  | N22B1 | 6 | [5 empty] | 1291.669250 | 0.000000 | 547 | 1937.503875 | TRUE
2121 | 2B24 |  | 941339 | New Construction | N/A | [5 empty] | 103222 |  | 46811 |  | 44037 |  |  | Standard | 0 |  | 100141,100142,100143,100144,100145,100146,103571,103572,103573,103574,103575 | 1k8p9C4S9CiONR7YL7KNDu | 1 |  | M_Duplex Receptacle:Standard:Standard:941339 |  |  | N/A | 2121 | N/A |  | N/A | N/A | N/A | N/A | N/A |  | 120 V/1-180 VA | N/A | Linked Revit Model : Clinic_A.rvt | UNSET |  |  | Level: Level 2 |  |  |  | 0.500000 | [7 empty] | 0.460000 |  |  |  |  | N/A | UNSET | N/A | N/A | TRUE | N/A | 0 | N/A | 0 | 0 | 0 | 0 | 0 | UNSET | N/A | N/A | FIXED | N/A | Ground Fault Receptacles | UNSET | N/A |  | N/A | N/A | N/A | 0 | L1 | 0 | N/A | N/A | N/A | 0 | [16 empty] | N/A |  |  |  | 23.80.50.11.17 | [7 empty] | Receptacle |  | N22B1 | 6 | [5 empty] | 1291.669250 | 0.000000 | 548 | 1937.503875 | TRUE
2122 | 2B24 |  | 941433 | New Construction | N/A | [5 empty] | 103222 |  | 46812 |  | 44038 |  |  | Standard | 0 |  | 100147,100148,100149,100150,100151,100152,103571,103572,103573,103574,103575 | 1k8p9C4S9CiONR7YL7KNCQ | 1 |  | M_Duplex Receptacle:Standard:Standard:941433 |  |  | N/A | 2122 | N/A |  | N/A | N/A | N/A | N/A | N/A |  | 120 V/1-180 VA | N/A | Linked Revit Model : Clinic_A.rvt | UNSET |  |  | Level: Level 2 |  |  |  | 0.500000 | [7 empty] | 0.460000 |  |  |  |  | N/A | UNSET | N/A | N/A | TRUE | N/A | 0 | N/A | 0 | 0 | 0 | 0 | 0 | UNSET | N/A | N/A | FIXED | N/A | Ground Fault Receptacles | UNSET | N/A |  | N/A | N/A | N/A | 0 | L1 | 0 | N/A | N/A | N/A | 0 | [16 empty] | N/A |  |  |  | 23.80.50.11.17 | [7 empty] | Receptacle |  | N22B1 | 6 | [5 empty] | 1291.669250 | 0.000000 | 549 | 1937.503875 | TRUE
2123 | 2B24 |  | 941567 | New Construction | N/A | [5 empty] | 103222 |  | 46813 |  | 44039 |  |  | Standard | 0 |  | 100153,100154,100155,100156,100157,100158,103571,103572,103573,103574,103575 | 1k8p9C4S9CiONR7YL7KNES | 1 |  | M_Duplex Receptacle:Standard:Standard:941567 |  |  | N/A | 2123 | N/A |  | N/A | N/A | N/A | N/A | N/A |  | 120 V/1-180 VA | N/A | Linked Revit Model : Clinic_A.rvt | UNSET |  |  | Level: Level 2 |  |  |  | 0.500000 | [7 empty] | 0.460000 |  |  |  |  | N/A | UNSET | N/A | N/A | TRUE | N/A | 0 | N/A | 0 | 0 | 0 | 0 | 0 | UNSET | N/A | N/A | FIXED | N/A | Ground Fault Receptacles | UNSET | N/A |  | N/A | N/A | N/A | 0 | L1 | 0 | N/A | N/A | N/A | 0 | [16 empty] | N/A |  |  |  | 23.80.50.11.17 | [7 empty] | Receptacle |  | N22B1 | 6 | [5 empty] | 1291.669250 | 0.000000 | 550 | 1937.503875 | TRUE
949 | 2B25 | 0 | 772499 | New Construction | N/A |  | 0 |  | 0 |  | 103134 | Point+HemiSpherical | 45816 |  | 53683 | REF TYPE MARK | 0 | B1 - 0610x1219mm | 0 | 86698 | 93891,93892,93893,93894,93895,93896,93897,103561,103562,103563,103564,103565,103566,103567,103568,103569 | 0yuotxu8DEgv2qMIt$xNuc | 1 |  | M_Troffer Light - Parabolic Rectangular:B1 - 0610x1219mm:B1 - 0610x1219mm:772499 |  | NO | N/A | 949 | N/A | 16777215 | N/A | N/A | N/A | N/A | N/A |  | 120 V/1-80 VA | N/A | Linked Revit Model : Clinic_A.rvt | UNSET |  |  | Level: Level 2 | UNSET | F | 0 | 2.680000 |  | 861.112833 | 0 | 0.050000 |  |  |  | 1.200000 |  |  | T8, 1219mm, RAPID START, CRI=75 |  | N/A | UNSET | N/A | N/A | TRUE | N/A | 0 | N/A | 0 | 0 | 0 | 0 | 0 | UNSET | N/A | N/A | FIXED | N/A | Downlights | UNSET | N/A | D5020210 | N/A | N/A | N/A | 0 | L1 | 0 | N/A | N/A | N/A | 0 | UNSET | UNSET | 0 | 0 | 0 | 0 | 0 | [9 empty] | N/A | Lighting - Fluorescent |  |  | 23.80.70.11.14.11 |  |  | B1 |  |  |  | 1291.669250 | Lighting - Dwelling Unit | 1 | L42B | 3 |  |  | 2900.000000 | 32 | [8 empty] | Metal - Paint Finish - Dark Gray, Matte | Glass - White, High Luminance | Metal - Chrome
1494 | 2B25 |  | 843519 | New Construction | N/A | [5 empty] | 103134 |  | 46183 |  | 43425 |  |  | Single Pole | 0 |  | 96276,96277,96278,96279,96280,96281,103554,103555,103556,103557,103558,103559 | 050aEzwQLErOVNO9YHe82i | 1 |  | M_Lighting Switches:Single Pole:Single Pole:843519 |  |  | N/A | 1494 | N/A |  | N/A | N/A | N/A | N/A | N/A |  | 120 V/1-0 VA | N/A | Linked Revit Model : Clinic_A.rvt |  |  |  | Level: Level 2 |  |  |  | 1.200000 |  | 0.000000 | [5 empty] | 1.200000 |  |  |  |  | N/A | UNSET | N/A | N/A | TRUE | N/A | 0 | N/A | 0 | 0 | 0 | 0 | 0 | UNSET | N/A | N/A | FIXED | N/A | Switches | UNSET | N/A |  | N/A | N/A | N/A | 0 | L1 | 0 | N/A | N/A | N/A | 0 | [16 empty] | N/A |  |  |  | 23.80.50.11.14 | [7 empty] | Other |  | L42B | 3 | [5 empty] | 1291.669250 | 0.000000
2154 | 2B25 |  | 945785 | New Construction | N/A | [5 empty] | 103134 |  | 46844 |  | 44070 |  |  | Standard | 0 |  | 100339,100340,100341,100342,100343,100344,103571,103572,103573,103574,103575 | 1k8p9C4S9CiONR7YL7KK0Q | 1 |  | M_Duplex Receptacle:Standard:Standard:945785 |  |  | N/A | 2154 | N/A |  | N/A | N/A | N/A | N/A | N/A |  | 120 V/1-180 VA | N/A | Linked Revit Model : Clinic_A.rvt | UNSET |  |  | Level: Level 2 |  |  |  | 0.500000 | [7 empty] | 0.460000 |  |  |  |  | N/A | UNSET | N/A | N/A | TRUE | N/A | 0 | N/A | 0 | 0 | 0 | 0 | 0 | UNSET | N/A | N/A | FIXED | N/A | Ground Fault Receptacles | UNSET | N/A |  | N/A | N/A | N/A | 0 | L1 | 0 | N/A | N/A | N/A | 0 | [16 empty] | N/A |  |  |  | 23.80.50.11.17 | [7 empty] | Receptacle |  | N22B1 | 23 | [5 empty] | 1291.669250 | 0.000000 | 581 | 1937.503875 | TRUE
2155 | 2B25 |  | 945829 | New Construction | N/A | [5 empty] | 103134 |  | 46845 |  | 44071 |  |  | Standard | 0 |  | 100345,100346,100347,100348,100349,100350,103571,103572,103573,103574,103575 | 1k8p9C4S9CiONR7YL7KK36 | 1 |  | M_Duplex Receptacle:Standard:Standard:945829 |  |  | N/A | 2155 | N/A |  | N/A | N/A | N/A | N/A | N/A |  | 120 V/1-180 VA | N/A | Linked Revit Model : Clinic_A.rvt | UNSET |  |  | Level: Level 2 |  |  |  | 0.500000 | [7 empty] | 0.460000 |  |  |  |  | N/A | UNSET | N/A | N/A | TRUE | N/A | 0 | N/A | 0 | 0 | 0 | 0 | 0 | UNSET | N/A | N/A | FIXED | N/A | Ground Fault Receptacles | UNSET | N/A |  | N/A | N/A | N/A | 0 | L1 | 0 | N/A | N/A | N/A | 0 | [16 empty] | N/A |  |  |  | 23.80.50.11.17 | [7 empty] | Receptacle |  | N22B1 | 23 | [5 empty] | 1291.669250 | 0.000000 | 582 | 1937.503875 | TRUE
2156 | 2B25 |  | 945873 | New Construction | N/A | [5 empty] | 103134 |  | 46846 |  | 44072 |  |  | Standard | 0 |  | 100351,100352,100353,100354,100355,100356,103571,103572,103573,103574,103575 | 1k8p9C4S9CiONR7YL7KK2o | 1 |  | M_Duplex Receptacle:Standard:Standard:945873 |  |  | N/A | 2156 | N/A |  | N/A | N/A | N/A | N/A | N/A |  | 120 V/1-180 VA | N/A | Linked Revit Model : Clinic_A.rvt | UNSET |  |  | Level: Level 2 |  |  |  | 0.500000 | [7 empty] | 0.460000 |  |  |  |  | N/A | UNSET | N/A | N/A | TRUE | N/A | 0 | N/A | 0 | 0 | 0 | 0 | 0 | UNSET | N/A | N/A | FIXED | N/A | Ground Fault Receptacles | UNSET | N/A |  | N/A | N/A | N/A | 0 | L1 | 0 | N/A | N/A | N/A | 0 | [16 empty] | N/A |  |  |  | 23.80.50.11.17 | [7 empty] | Receptacle |  | N22B1 | 23 | [5 empty] | 1291.669250 | 0.000000 | 583 | 1937.503875 | TRUE
996 | 2BS2 | 0 | 776789 | New Construction | N/A |  | 0 |  | 0 |  | 102924 | Point+HemiSpherical | 45863 |  | 53730 | REF TYPE MARK | 0 | E1 - 1219mm | 0 | 86651 | 94223,94224,94225,94226,94227,94228,94229,102951,102952,102953,102954,102955,102956,102957,102958,102983 | 0yuotxu8DEgv2qMIt$xMtW | 1 |  | M_Surface Mounted Light:E1 - 1219mm:E1 - 1219mm:776789 |  | NO | N/A | 996 | N/A | 16777215 | N/A | N/A | N/A | N/A | N/A |  | 120 V/1-150 VA | N/A | Linked Revit Model : Clinic_A.rvt | UNSET |  |  | Level: Level 2 | UNSET | F | 0 | 2.680000 |  | 1614.586563 | 0 | 0.050000 |  |  |  | 1.200000 |  |  | T8, 1219mm, RAPID START, CRI=75 |  | N/A | UNSET | N/A | N/A | TRUE | N/A | 0 | N/A | 0 | 0 | 0 | 0 | 0 | UNSET | N/A | N/A | FIXED | N/A | General Luminaries, Non Directional | UNSET | N/A |  | N/A | N/A | N/A | 0 | L1 | 0 | N/A | N/A | N/A | 0 | UNSET | UNSET | 0 | 0 | 0 | 0 | 0 | [9 empty] | N/A |  |  |  | 23.80.70.11.11 |  |  | E1 |  |  |  | 1291.669250 | Lighting - Dwelling Unit | 1 | L42B | 4 |  |  | 2900.000000 | 32 | [9 empty] | Glass - White, High Luminance |  | 1.219000 | 0.100000 | Metal - Paint Finish - Ivory, Glossy | Metal - Paint Finish - Ivory, Glossy
2195 | 2BS2 |  | 949808 | New Construction | N/A | [5 empty] | 102924 |  | 46885 |  | 44111 |  |  | Standard | 0 |  | 100585,100586,100587,100588,100589,100590,103571,103572,103573,103574,103575 | 1k8p9C4S9CiONR7YL7KL1J | 1 |  | M_Duplex Receptacle:Standard:Standard:949808 |  |  | N/A | 2195 | N/A |  | N/A | N/A | N/A | N/A | N/A |  | 120 V/1-180 VA | N/A | Linked Revit Model : Clinic_A.rvt | UNSET |  |  | Level: Level 2 |  |  |  | 0.500000 | [7 empty] | 0.460000 |  |  |  |  | N/A | UNSET | N/A | N/A | TRUE | N/A | 0 | N/A | 0 | 0 | 0 | 0 | 0 | UNSET | N/A | N/A | FIXED | N/A | Ground Fault Receptacles | UNSET | N/A |  | N/A | N/A | N/A | 0 | L1 | 0 | N/A | N/A | N/A | 0 | [16 empty] | N/A |  |  |  | 23.80.50.11.17 | [7 empty] | Receptacle |  | N22B1 | 10 | [5 empty] | 1291.669250 | 0.000000 | 622 | 1937.503875 | TRUE
2449 | 2CS3 |  | 977385 | New Construction | N/A | [5 empty] | 87294 |  | 47139 |  | 44365 |  |  | Standard | 0 |  | 102109,102110,102111,102112,102113,102114,103571,103572,103573,103574,103575 | 1ZhgLpwJLD8OCzRSS4hgPB | 1 |  | M_Duplex Receptacle:Standard:Standard:977385 |  |  | N/A | 2449 | N/A |  | N/A | N/A | N/A | N/A | N/A |  | 120 V/1-180 VA | N/A | Linked Revit Model : Clinic_A.rvt | UNSET |  |  | Level: Level 2 |  |  |  | 0.500000 | [7 empty] | 0.460000 |  |  |  |  | N/A | UNSET | N/A | N/A | TRUE | N/A | 0 | N/A | 0 | 0 | 0 | 0 | 0 | UNSET | N/A | N/A | FIXED | N/A | Ground Fault Receptacles | UNSET | N/A |  | N/A | N/A | N/A | 0 | L1 | 0 | N/A | N/A | N/A | 0 | [16 empty] | N/A |  |  |  | 23.80.50.11.17 | [7 empty] | Receptacle |  | N22C1 | 25 | [5 empty] | 1291.669250 | 0.000000 | 876 | 1937.503875 | TRUE
743 | 2CC5 | 0 | 756529 | New Construction | N/A |  | 0 |  | 0 |  | 103087 | Point+HemiSpherical | 45610 |  | 53477 | REF TYPE MARK | 0 | B3 - 610x610mm | 0 | 86904 | 92449,92450,92451,92452,92453,92454,92455,103543,103544,103545,103546,103547,103548,103549,103550,103551 | 3nfyjyjOf1zQfCeH8h9jY$ | 1 |  | M_Troffer Light - Parabolic Square:B3 - 610x610mm:B3 - 610x610mm:756529 |  | NO | N/A | 743 | N/A | 16777215 | N/A | N/A | N/A | N/A | N/A |  | 120 V/1-40 VA | N/A | Linked Revit Model : Clinic_A.rvt | UNSET |  |  | Level: Level 2 | UNSET | F | 0 | 2.680000 |  | 430.556417 | 0 | 0.050000 |  |  |  | 1.200000 |  |  | U-SHAPED, CRI=75 |  | N/A | UNSET | N/A | N/A | TRUE | N/A | 0 | N/A | 0 | 0 | 0 | 0 | 0 | UNSET | N/A | N/A | FIXED | N/A | Downlights | UNSET | N/A |  | N/A | N/A | N/A | 0 | L1 | 0 | N/A | N/A | N/A | 0 | UNSET | UNSET | 0 | 0 | 0 | 0 | 0 | [9 empty] | N/A |  |  |  | 23.80.70.11.14.11 |  |  | B3 |  |  |  | 1291.669250 | Lighting - Dwelling Unit | 1 | L42C | 3 |  |  | 3150.000000 | 32 | [8 empty] | Metal - Paint Finish - Dark Gray, Matte | Glass - White, High Luminance | Metal - Chrome
744 | 2CC5 | 0 | 756541 | New Construction | N/A |  | 0 |  | 0 |  | 103087 | Point+HemiSpherical | 45611 |  | 53478 | REF TYPE MARK | 0 | B3B - 610x610mm | 0 | 86903 | 92456,92457,92458,92459,92460,92461,92462,103533,103534,103535,103536,103537,103538,103539,103540,103541 | 3nfyjyjOf1zQfCeH8h9jYp | 1 |  | M_Troffer Light - Parabolic Square:B3B - 610x610mm:B3B - 610x610mm:756541 |  | YES | N/A | 744 | N/A | 16777215 | N/A | N/A | N/A | N/A | N/A |  | 120 V/1-40 VA | N/A | Linked Revit Model : Clinic_A.rvt | UNSET |  |  | Level: Level 2 | UNSET | F | 0 | 2.680000 |  | 430.556417 | 0 | 0.050000 |  |  |  | 1.200000 |  |  | U-SHAPED, CRI=75 |  | N/A | UNSET | N/A | N/A | TRUE | N/A | 0 | N/A | 0 | 0 | 0 | 0 | 0 | UNSET | N/A | N/A | FIXED | N/A | Downlights | UNSET | N/A |  | N/A | N/A | N/A | 0 | L1 | 0 | N/A | N/A | N/A | 0 | UNSET | UNSET | 0 | 0 | 0 | 0 | 0 | [9 empty] | N/A |  |  |  | 23.80.70.11.14.11 |  |  | B3B |  |  |  | 1291.669250 | Lighting - Dwelling Unit | 1 | L42C | 3 |  |  | 3150.000000 | 32 | [8 empty] | Metal - Paint Finish - Dark Gray, Matte | Glass - White, High Luminance | Metal - Chrome
1427 | 2CC5 |  | 828563 | New Construction | N/A | [5 empty] | 103087 |  | 46114 |  | 43357 |  |  | Single Pole | 0 |  | 95855,95856,95857,95858,95859,95860,103554,103555,103556,103557,103558,103559 | 3q4w0ijjzFuh9My1IanVtH | 1 |  | M_Lighting Switches:Single Pole:Single Pole:828563 |  |  | N/A | 1427 | N/A |  | N/A | N/A | N/A | N/A | N/A |  | 120 V/1-0 VA | N/A | Linked Revit Model : Clinic_A.rvt |  |  |  | Level: Level 2 |  |  |  | 1.200000 |  | 0.000000 | [5 empty] | 1.200000 |  |  |  |  | N/A | UNSET | N/A | N/A | TRUE | N/A | 0 | N/A | 0 | 0 | 0 | 0 | 0 | UNSET | N/A | N/A | FIXED | N/A | Switches | UNSET | N/A |  | N/A | N/A | N/A | 0 | L1 | 0 | N/A | N/A | N/A | 0 | [16 empty] | N/A |  |  |  | 23.80.50.11.14 | [7 empty] | Other |  | L42C | 3 | [5 empty] | 1291.669250 | 0.000000
1429 | 2CC5 |  | 828923 | New Construction | N/A | [5 empty] | 103087 |  | 46116 |  | 43359 |  |  | Single Pole | 0 |  | 95867,95868,95869,95870,95871,95872,103554,103555,103556,103557,103558,103559 | 3q4w0ijjzFuh9My1IanVov | 1 |  | M_Lighting Switches:Single Pole:Single Pole:828923 |  |  | N/A | 1429 | N/A |  | N/A | N/A | N/A | N/A | N/A |  | 120 V/1-0 VA | N/A | Linked Revit Model : Clinic_A.rvt |  |  |  | Level: Level 2 |  |  |  | 1.200000 |  | 0.000000 | [5 empty] | 1.200000 |  |  |  |  | N/A | UNSET | N/A | N/A | TRUE | N/A | 0 | N/A | 0 | 0 | 0 | 0 | 0 | UNSET | N/A | N/A | FIXED | N/A | Switches | UNSET | N/A |  | N/A | N/A | N/A | 0 | L1 | 0 | N/A | N/A | N/A | 0 | [16 empty] | N/A |  |  |  | 23.80.50.11.14 | [7 empty] | Other |  | L42C | 3 | [5 empty] | 1291.669250 | 0.000000
931 | 2D21 | 0 | 770937 | New Construction | N/A |  | 0 |  | 0 |  | 103408 | Point+HemiSpherical | 45798 |  | 53665 | REF TYPE MARK | 0 | B1 - 0610x1219mm | 0 | 86716 | 93765,93766,93767,93768,93769,93770,93771,103561,103562,103563,103564,103565,103566,103567,103568,103569 | 0yuotxu8DEgv2qMIt$xNJC | 1 |  | M_Troffer Light - Parabolic Rectangular:B1 - 0610x1219mm:B1 - 0610x1219mm:770937 |  | NO | N/A | 931 | N/A | 16777215 | N/A | N/A | N/A | N/A | N/A |  | 120 V/1-80 VA | N/A | Linked Revit Model : Clinic_A.rvt | UNSET |  |  | Level: Level 2 | UNSET | F | 0 | 2.680000 |  | 861.112833 | 0 | 0.050000 |  |  |  | 1.200000 |  |  | T8, 1219mm, RAPID START, CRI=75 |  | N/A | UNSET | N/A | N/A | TRUE | N/A | 0 | N/A | 0 | 0 | 0 | 0 | 0 | UNSET | N/A | N/A | FIXED | N/A | Downlights | UNSET | N/A | D5020210 | N/A | N/A | N/A | 0 | L1 | 0 | N/A | N/A | N/A | 0 | UNSET | UNSET | 0 | 0 | 0 | 0 | 0 | [9 empty] | N/A | Lighting - Fluorescent |  |  | 23.80.70.11.14.11 |  |  | B1 |  |  |  | 1291.669250 | Lighting - Dwelling Unit | 1 | L42B | 2 |  |  | 2900.000000 | 32 | [8 empty] | Metal - Paint Finish - Dark Gray, Matte | Glass - White, High Luminance | Metal - Chrome
932 | 2D21 | 0 | 771103 | New Construction | N/A |  | 0 |  | 0 |  | 103408 | Point+HemiSpherical | 45799 |  | 53666 | REF TYPE MARK | 0 | B1 - 0610x1219mm | 0 | 86715 | 93772,93773,93774,93775,93776,93777,93778,103561,103562,103563,103564,103565,103566,103567,103568,103569 | 0yuotxu8DEgv2qMIt$xNEg | 1 |  | M_Troffer Light - Parabolic Rectangular:B1 - 0610x1219mm:B1 - 0610x1219mm:771103 |  | NO | N/A | 932 | N/A | 16777215 | N/A | N/A | N/A | N/A | N/A |  | 120 V/1-80 VA | N/A | Linked Revit Model : Clinic_A.rvt | UNSET |  |  | Level: Level 2 | UNSET | F | 0 | 2.680000 |  | 861.112833 | 0 | 0.050000 |  |  |  | 1.200000 |  |  | T8, 1219mm, RAPID START, CRI=75 |  | N/A | UNSET | N/A | N/A | TRUE | N/A | 0 | N/A | 0 | 0 | 0 | 0 | 0 | UNSET | N/A | N/A | FIXED | N/A | Downlights | UNSET | N/A | D5020210 | N/A | N/A | N/A | 0 | L1 | 0 | N/A | N/A | N/A | 0 | UNSET | UNSET | 0 | 0 | 0 | 0 | 0 | [9 empty] | N/A | Lighting - Fluorescent |  |  | 23.80.70.11.14.11 |  |  | B1 |  |  |  | 1291.669250 | Lighting - Dwelling Unit | 1 | L42B | 2 |  |  | 2900.000000 | 32 | [8 empty] | Metal - Paint Finish - Dark Gray, Matte | Glass - White, High Luminance | Metal - Chrome
933 | 2D21 | 0 | 771155 | New Construction | N/A |  | 0 |  | 0 |  | 103408 | Point+HemiSpherical | 45800 |  | 53667 | REF TYPE MARK | 0 | B1 - 0610x1219mm | 0 | 86714 | 93779,93780,93781,93782,93783,93784,93785,103561,103562,103563,103564,103565,103566,103567,103568,103569 | 0yuotxu8DEgv2qMIt$xNFc | 1 |  | M_Troffer Light - Parabolic Rectangular:B1 - 0610x1219mm:B1 - 0610x1219mm:771155 |  | NO | N/A | 933 | N/A | 16777215 | N/A | N/A | N/A | N/A | N/A |  | 120 V/1-80 VA | N/A | Linked Revit Model : Clinic_A.rvt | UNSET |  |  | Level: Level 2 | UNSET | F | 0 | 2.680000 |  | 861.112833 | 0 | 0.050000 |  |  |  | 1.200000 |  |  | T8, 1219mm, RAPID START, CRI=75 |  | N/A | UNSET | N/A | N/A | TRUE | N/A | 0 | N/A | 0 | 0 | 0 | 0 | 0 | UNSET | N/A | N/A | FIXED | N/A | Downlights | UNSET | N/A | D5020210 | N/A | N/A | N/A | 0 | L1 | 0 | N/A | N/A | N/A | 0 | UNSET | UNSET | 0 | 0 | 0 | 0 | 0 | [9 empty] | N/A | Lighting - Fluorescent |  |  | 23.80.70.11.14.11 |  |  | B1 |  |  |  | 1291.669250 | Lighting - Dwelling Unit | 1 | L42B | 2 |  |  | 2900.000000 | 32 | [8 empty] | Metal - Paint Finish - Dark Gray, Matte | Glass - White, High Luminance | Metal - Chrome
934 | 2D21 | 0 | 771219 | New Construction | N/A |  | 0 |  | 0 |  | 103408 | Point+HemiSpherical | 45801 |  | 53668 | REF TYPE MARK | 0 | B1 - 0610x1219mm | 0 | 86713 | 93786,93787,93788,93789,93790,93791,93792,103561,103562,103563,103564,103565,103566,103567,103568,103569 | 0yuotxu8DEgv2qMIt$xNCc | 1 |  | M_Troffer Light - Parabolic Rectangular:B1 - 0610x1219mm:B1 - 0610x1219mm:771219 |  | NO | N/A | 934 | N/A | 16777215 | N/A | N/A | N/A | N/A | N/A |  | 120 V/1-80 VA | N/A | Linked Revit Model : Clinic_A.rvt | UNSET |  |  | Level: Level 2 | UNSET | F | 0 | 2.680000 |  | 861.112833 | 0 | 0.050000 |  |  |  | 1.200000 |  |  | T8, 1219mm, RAPID START, CRI=75 |  | N/A | UNSET | N/A | N/A | TRUE | N/A | 0 | N/A | 0 | 0 | 0 | 0 | 0 | UNSET | N/A | N/A | FIXED | N/A | Downlights | UNSET | N/A | D5020210 | N/A | N/A | N/A | 0 | L1 | 0 | N/A | N/A | N/A | 0 | UNSET | UNSET | 0 | 0 | 0 | 0 | 0 | [9 empty] | N/A | Lighting - Fluorescent |  |  | 23.80.70.11.14.11 |  |  | B1 |  |  |  | 1291.669250 | Lighting - Dwelling Unit | 1 | L42B | 2 |  |  | 2900.000000 | 32 | [8 empty] | Metal - Paint Finish - Dark Gray, Matte | Glass - White, High Luminance | Metal - Chrome
935 | 2D21 | 0 | 771279 | New Construction | N/A |  | 0 |  | 0 |  | 103408 | Point+HemiSpherical | 45802 |  | 53669 | REF TYPE MARK | 0 | B1 - 0610x1219mm | 0 | 86712 | 93793,93794,93795,93796,93797,93798,93799,103561,103562,103563,103564,103565,103566,103567,103568,103569 | 0yuotxu8DEgv2qMIt$xNDw | 1 |  | M_Troffer Light - Parabolic Rectangular:B1 - 0610x1219mm:B1 - 0610x1219mm:771279 |  | NO | N/A | 935 | N/A | 16777215 | N/A | N/A | N/A | N/A | N/A |  | 120 V/1-80 VA | N/A | Linked Revit Model : Clinic_A.rvt | UNSET |  |  | Level: Level 2 | UNSET | F | 0 | 2.680000 |  | 861.112833 | 0 | 0.050000 |  |  |  | 1.200000 |  |  | T8, 1219mm, RAPID START, CRI=75 |  | N/A | UNSET | N/A | N/A | TRUE | N/A | 0 | N/A | 0 | 0 | 0 | 0 | 0 | UNSET | N/A | N/A | FIXED | N/A | Downlights | UNSET | N/A | D5020210 | N/A | N/A | N/A | 0 | L1 | 0 | N/A | N/A | N/A | 0 | UNSET | UNSET | 0 | 0 | 0 | 0 | 0 | [9 empty] | N/A | Lighting - Fluorescent |  |  | 23.80.70.11.14.11 |  |  | B1 |  |  |  | 1291.669250 | Lighting - Dwelling Unit | 1 | L42B | 2 |  |  | 2900.000000 | 32 | [8 empty] | Metal - Paint Finish - Dark Gray, Matte | Glass - White, High Luminance | Metal - Chrome
936 | 2D21 | 0 | 771351 | New Construction | N/A |  | 0 |  | 0 |  | 103408 | Point+HemiSpherical | 45803 |  | 53670 | REF TYPE MARK | 0 | B1 - 0610x1219mm | 0 | 86711 | 93800,93801,93802,93803,93804,93805,93806,103561,103562,103563,103564,103565,103566,103567,103568,103569 | 0yuotxu8DEgv2qMIt$xNAY | 1 |  | M_Troffer Light - Parabolic Rectangular:B1 - 0610x1219mm:B1 - 0610x1219mm:771351 |  | NO | N/A | 936 | N/A | 16777215 | N/A | N/A | N/A | N/A | N/A |  | 120 V/1-80 VA | N/A | Linked Revit Model : Clinic_A.rvt | UNSET |  |  | Level: Level 2 | UNSET | F | 0 | 2.680000 |  | 861.112833 | 0 | 0.050000 |  |  |  | 1.200000 |  |  | T8, 1219mm, RAPID START, CRI=75 |  | N/A | UNSET | N/A | N/A | TRUE | N/A | 0 | N/A | 0 | 0 | 0 | 0 | 0 | UNSET | N/A | N/A | FIXED | N/A | Downlights | UNSET | N/A | D5020210 | N/A | N/A | N/A | 0 | L1 | 0 | N/A | N/A | N/A | 0 | UNSET | UNSET | 0 | 0 | 0 | 0 | 0 | [9 empty] | N/A | Lighting - Fluorescent |  |  | 23.80.70.11.14.11 |  |  | B1 |  |  |  | 1291.669250 | Lighting - Dwelling Unit | 1 | L42B | 2 |  |  | 2900.000000 | 32 | [8 empty] | Metal - Paint Finish - Dark Gray, Matte | Glass - White, High Luminance | Metal - Chrome
2213 | 2D21 |  | 952661 | New Construction | N/A | [5 empty] | 103408 |  | 46903 |  | 44129 |  |  | Standard | 0 |  | 100693,100694,100695,100696,100697,100698,103571,103572,103573,103574,103575 | 3e_9ViPQjBmuUesehp3Vay | 1 |  | M_Duplex Receptacle:Standard:Standard:952661 |  |  | N/A | 2213 | N/A |  | N/A | N/A | N/A | N/A | N/A |  | 120 V/1-180 VA | N/A | Linked Revit Model : Clinic_A.rvt | UNSET |  |  | Level: Level 2 |  |  |  | 0.500000 | [7 empty] | 0.460000 |  |  |  |  | N/A | UNSET | N/A | N/A | TRUE | N/A | 0 | N/A | 0 | 0 | 0 | 0 | 0 | UNSET | N/A | N/A | FIXED | N/A | Ground Fault Receptacles | UNSET | N/A |  | N/A | N/A | N/A | 0 | L1 | 0 | N/A | N/A | N/A | 0 | [16 empty] | N/A |  |  |  | 23.80.50.11.17 | [7 empty] | Receptacle |  | N22B | 27 | [5 empty] | 1291.669250 | 0.000000 | 640 | 1937.503875 | TRUE
2214 | 2D21 |  | 952717 | New Construction | N/A | [5 empty] | 103408 |  | 46904 |  | 44130 |  |  | Standard | 0 |  | 100699,100700,100701,100702,100703,100704,103571,103572,103573,103574,103575 | 3e_9ViPQjBmuUesehp3Vda | 1 |  | M_Duplex Receptacle:Standard:Standard:952717 |  |  | N/A | 2214 | N/A |  | N/A | N/A | N/A | N/A | N/A |  | 120 V/1-180 VA | N/A | Linked Revit Model : Clinic_A.rvt | UNSET |  |  | Level: Level 2 |  |  |  | 0.500000 | [7 empty] | 0.460000 |  |  |  |  | N/A | UNSET | N/A | N/A | TRUE | N/A | 0 | N/A | 0 | 0 | 0 | 0 | 0 | UNSET | N/A | N/A | FIXED | N/A | Ground Fault Receptacles | UNSET | N/A |  | N/A | N/A | N/A | 0 | L1 | 0 | N/A | N/A | N/A | 0 | [16 empty] | N/A |  |  |  | 23.80.50.11.17 | [7 empty] | Receptacle |  | N22B | 27 | [5 empty] | 1291.669250 | 0.000000 | 641 | 1937.503875 | TRUE
2215 | 2D21 |  | 952741 | New Construction | N/A | [5 empty] | 103408 |  | 46905 |  | 44131 |  |  | Standard | 0 |  | 100705,100706,100707,100708,100709,100710,103571,103572,103573,103574,103575 | 3e_9ViPQjBmuUesehp3VdC | 1 |  | M_Duplex Receptacle:Standard:Standard:952741 |  |  | N/A | 2215 | N/A |  | N/A | N/A | N/A | N/A | N/A |  | 120 V/1-180 VA | N/A | Linked Revit Model : Clinic_A.rvt | UNSET |  |  | Level: Level 2 |  |  |  | 0.500000 | [7 empty] | 0.460000 |  |  |  |  | N/A | UNSET | N/A | N/A | TRUE | N/A | 0 | N/A | 0 | 0 | 0 | 0 | 0 | UNSET | N/A | N/A | FIXED | N/A | Ground Fault Receptacles | UNSET | N/A |  | N/A | N/A | N/A | 0 | L1 | 0 | N/A | N/A | N/A | 0 | [16 empty] | N/A |  |  |  | 23.80.50.11.17 | [7 empty] | Receptacle |  | N22B | 29 | [5 empty] | 1291.669250 | 0.000000 | 642 | 1937.503875 | TRUE
2216 | 2D21 |  | 952772 | New Construction | N/A | [5 empty] | 103408 |  | 46906 |  | 44132 |  |  | Standard | 0 |  | 100711,100712,100713,100714,100715,100716,103571,103572,103573,103574,103575 | 3e_9ViPQjBmuUesehp3Vcj | 1 |  | M_Duplex Receptacle:Standard:Standard:952772 |  |  | N/A | 2216 | N/A |  | N/A | N/A | N/A | N/A | N/A |  | 120 V/1-180 VA | N/A | Linked Revit Model : Clinic_A.rvt | UNSET |  |  | Level: Level 2 |  |  |  | 0.500000 | [7 empty] | 0.460000 |  |  |  |  | N/A | UNSET | N/A | N/A | TRUE | N/A | 0 | N/A | 0 | 0 | 0 | 0 | 0 | UNSET | N/A | N/A | FIXED | N/A | Ground Fault Receptacles | UNSET | N/A |  | N/A | N/A | N/A | 0 | L1 | 0 | N/A | N/A | N/A | 0 | [16 empty] | N/A |  |  |  | 23.80.50.11.17 | [7 empty] | Receptacle |  | N22B | 29 | [5 empty] | 1291.669250 | 0.000000 | 643 | 1937.503875 | TRUE
2220 | 2D21 |  | 953087 | New Construction | N/A | [5 empty] | 103408 |  | 46910 |  | 44136 |  |  | Standard | 0 |  | 100735,100736,100737,100738,100739,100740,103571,103572,103573,103574,103575 | 3e_9ViPQjBmuUesehp3VgM | 1 |  | M_Duplex Receptacle:Standard:Standard:953087 |  |  | N/A | 2220 | N/A |  | N/A | N/A | N/A | N/A | N/A |  | 120 V/1-180 VA | N/A | Linked Revit Model : Clinic_A.rvt | UNSET |  |  | Level: Level 2 |  |  |  | 0.500000 | [7 empty] | 0.460000 |  |  |  |  | N/A | UNSET | N/A | N/A | TRUE | N/A | 0 | N/A | 0 | 0 | 0 | 0 | 0 | UNSET | N/A | N/A | FIXED | N/A | Ground Fault Receptacles | UNSET | N/A |  | N/A | N/A | N/A | 0 | L1 | 0 | N/A | N/A | N/A | 0 | [16 empty] | N/A |  |  |  | 23.80.50.11.17 | [7 empty] | Receptacle |  | N22B1 | 2 | [5 empty] | 1291.669250 | 0.000000 | 647 | 1937.503875 | TRUE
2221 | 2D21 |  | 953203 | New Construction | N/A | [5 empty] | 103408 |  | 46911 |  | 44137 |  |  | Standard | 0 |  | 100741,100742,100743,100744,100745,100746,103571,103572,103573,103574,103575 | 3e_9ViPQjBmuUesehp3ViQ | 1 |  | M_Duplex Receptacle:Standard:Standard:953203 |  |  | N/A | 2221 | N/A |  | N/A | N/A | N/A | N/A | N/A |  | 120 V/1-180 VA | N/A | Linked Revit Model : Clinic_A.rvt | UNSET |  |  | Level: Level 2 |  |  |  | 0.500000 | [7 empty] | 0.460000 |  |  |  |  | N/A | UNSET | N/A | N/A | TRUE | N/A | 0 | N/A | 0 | 0 | 0 | 0 | 0 | UNSET | N/A | N/A | FIXED | N/A | Ground Fault Receptacles | UNSET | N/A |  | N/A | N/A | N/A | 0 | L1 | 0 | N/A | N/A | N/A | 0 | [16 empty] | N/A |  |  |  | 23.80.50.11.17 | [7 empty] | Receptacle |  | N22B1 | 2 | [5 empty] | 1291.669250 | 0.000000 | 648 | 1937.503875 | TRUE
2222 | 2D21 |  | 953246 | New Construction | N/A | [5 empty] | 103408 |  | 46912 |  | 44138 |  |  | Standard | 0 |  | 100747,100748,100749,100750,100751,100752,103571,103572,103573,103574,103575 | 3e_9ViPQjBmuUesehp3Vlt | 1 |  | M_Duplex Receptacle:Standard:Standard:953246 |  |  | N/A | 2222 | N/A |  | N/A | N/A | N/A | N/A | N/A |  | 120 V/1-180 VA | N/A | Linked Revit Model : Clinic_A.rvt | UNSET |  |  | Level: Level 2 |  |  |  | 0.500000 | [7 empty] | 0.460000 |  |  |  |  | N/A | UNSET | N/A | N/A | TRUE | N/A | 0 | N/A | 0 | 0 | 0 | 0 | 0 | UNSET | N/A | N/A | FIXED | N/A | Ground Fault Receptacles | UNSET | N/A |  | N/A | N/A | N/A | 0 | L1 | 0 | N/A | N/A | N/A | 0 | [16 empty] | N/A |  |  |  | 23.80.50.11.17 | [7 empty] | Receptacle |  | N22B1 | 2 | [5 empty] | 1291.669250 | 0.000000 | 649 | 1937.503875 | TRUE
2223 | 2D21 |  | 953289 | New Construction | N/A | [5 empty] | 103408 |  | 46913 |  | 44139 |  |  | Standard | 0 |  | 100753,100754,100755,100756,100757,100758,103571,103572,103573,103574,103575 | 3e_9ViPQjBmuUesehp3VkW | 1 |  | M_Duplex Receptacle:Standard:Standard:953289 |  |  | N/A | 2223 | N/A |  | N/A | N/A | N/A | N/A | N/A |  | 120 V/1-180 VA | N/A | Linked Revit Model : Clinic_A.rvt | UNSET |  |  | Level: Level 2 |  |  |  | 0.500000 | [7 empty] | 0.460000 |  |  |  |  | N/A | UNSET | N/A | N/A | TRUE | N/A | 0 | N/A | 0 | 0 | 0 | 0 | 0 | UNSET | N/A | N/A | FIXED | N/A | Ground Fault Receptacles | UNSET | N/A |  | N/A | N/A | N/A | 0 | L1 | 0 | N/A | N/A | N/A | 0 | [16 empty] | N/A |  |  |  | 23.80.50.11.17 | [7 empty] | Receptacle |  | N22B1 | 2 | [5 empty] | 1291.669250 | 0.000000 | 650 | 1937.503875 | TRUE
2313 | 2D21 |  | 964679 | New Construction | N/A | [5 empty] | 103408 |  | 47003 |  | 44229 |  |  | Standard | 0 |  | 101293,101294,101295,101296,101297,101298,103571,103572,103573,103574,103575 | 2SM_Mk7qn6ePDRCd$gW4Sx | 1 |  | M_Duplex Receptacle:Standard:Standard:964679 |  |  | N/A | 2313 | N/A |  | N/A | N/A | N/A | N/A | N/A |  | 120 V/1-180 VA | N/A | Linked Revit Model : Clinic_A.rvt | UNSET |  |  | Level: Level 2 |  |  |  | 0.500000 | [7 empty] | 0.460000 |  |  |  |  | N/A | UNSET | N/A | N/A | TRUE | N/A | 0 | N/A | 0 | 0 | 0 | 0 | 0 | UNSET | N/A | N/A | FIXED | N/A | Ground Fault Receptacles | UNSET | N/A |  | N/A | N/A | N/A | 0 | L1 | 0 | N/A | N/A | N/A | 0 | [16 empty] | N/A |  |  |  | 23.80.50.11.17 | [7 empty] | Receptacle |  | N22B | 29 | [5 empty] | 1291.669250 | 0.000000 | 740 | 1937.503875 | TRUE
2320 | 2R02 |  | 965919 | New Construction | N/A | [5 empty] | 87293 |  | 47010 |  | 44236 |  |  | Standard | 0 |  | 101335,101336,101337,101338,101339,101340,103571,103572,103573,103574,103575 | 2Ln8QrpTf9QOKf9KnjEve3 | 1 |  | M_Duplex Receptacle:Standard:Standard:965919 |  |  | N/A | 2320 | N/A |  | N/A | N/A | N/A | N/A | N/A |  | 120 V/1-180 VA | N/A | Linked Revit Model : Clinic_A.rvt | UNSET |  |  | Level: Level 2 |  |  |  | 0.500000 | [7 empty] | 0.460000 |  |  |  |  | N/A | UNSET | N/A | N/A | TRUE | N/A | 0 | N/A | 0 | 0 | 0 | 0 | 0 | UNSET | N/A | N/A | FIXED | N/A | Ground Fault Receptacles | UNSET | N/A |  | N/A | N/A | N/A | 0 | L1 | 0 | N/A | N/A | N/A | 0 | [16 empty] | N/A |  |  |  | 23.80.50.11.17 | [7 empty] | Receptacle |  | N22C1 | 24 | [5 empty] | 1291.669250 | 0.000000 | 747 | 1937.503875 | TRUE
1229 | Level 1 |  | 861177 | New Construction | N/A | [5 empty] | 103409 |  | 46232 |  | 43471 | 225 A |  | 225 A | 0 |  | 96599,96600,96601,96602,96603,96604,96605,96606,96607,103477,103478,103479,103480,103481 | 23oK9Ybpf2MPoMOri$Yi5D | 1 |  | M_Lighting and Appliance Panelboard - 208V MLO:225 A:N21C:861177 |  |  | N/A | 1229 | N/A |  | N/A | N/A | N/A | N/A | N/A |  | 208 V/3-0 VA | N/A | Grid : 6.7 | UNSET |  |  | Level: Level 1 |  |  |  | 1.200000 |  |  |  |  | 0.146100 | 0.508000 |  | 1.200000 |  |  |  |  | N/A | UNSET | N/A | N/A | TRUE | N/A | 0 | N/A | 0 | 0 | 0 | 0 | 0 | UNSET | N/A | N/A | FIXED | N/A | Distribution Boards and Control Panels | UNSET | N/A |  | N/A | N/A | N/A | 0 | L1 | 0 | N/A | N/A | N/A | 0 | [16 empty] | N/A |  |  |  | 23.80.30.11.17 | [7 empty] | Other | [9 empty] | 0.000000 | 14 | [16 empty] | 36 | ELEMENT | Distribution System: 120/208 Wye | 36.861594 | 100.000000 | 77500.155000 | 142944.730334 | 0.801932 | 58125.116250 | 178250.356501 | 42625.085250 | 3 | 36.861594 | 4 | F22C | 0.801932 | 142944.730334 | 45.965964 | 45.965964 | 178250.356501 | 0.812800 | 61.846154 | 46.846154 | 33.000000 | 1.041400 | Type 1 | Recessed | N21C | 0.812800 | 0.812800 | 1.041400 | TRUE
1230 | Level 1 |  | 861212 | New Construction | N/A | [5 empty] | 103409 |  | 46233 |  | 43472 | 225 A |  | 225 A | 0 |  | 96608,96609,96610,96611,96612,96613,96614,96615,96616,103477,103478,103479,103480,103481 | 23oK9Ybpf2MPoMOri$YiQe | 1 |  | M_Lighting and Appliance Panelboard - 208V MLO:225 A:N21C1:861212 |  |  | N/A | 1230 | N/A |  | N/A | N/A | N/A | N/A | N/A |  | 208 V/3-0 VA | N/A | Grid : 6.7 | UNSET |  |  | Level: Level 1 |  |  |  | 1.200000 |  |  |  |  | 0.146100 | 0.508000 |  | 1.200000 |  |  |  |  | N/A | UNSET | N/A | N/A | TRUE | N/A | 0 | N/A | 0 | 0 | 0 | 0 | 0 | UNSET | N/A | N/A | FIXED | N/A | Distribution Boards and Control Panels | UNSET | N/A |  | N/A | N/A | N/A | 0 | L1 | 0 | N/A | N/A | N/A | 0 | [16 empty] | N/A |  |  |  | 23.80.30.11.17 | [7 empty] | Other | [9 empty] | 0.000000 | 15 | [16 empty] | 36 | ELEMENT | Distribution System: 120/208 Wye | 42.098550 | 100.000000 | 52312.604625 | 163253.000117 | 0.885802 | 81504.329675 | 192910.802488 | 59093.868188 | 3 | 31.865294 | 4 | F22C | 0.846262 | 123569.691584 | 35.973363 | 49.746498 | 139500.279001 | 0.812800 | 40.500000 | 63.907692 | 46.557692 | 1.041400 | Type 1 | Recessed | N21C1 | 0.812800 | 0.812800 | 1.041400 | TRUE | 0.742987 | 13.773135 | 39683.308533 | 0.000000 | 53410.523488 | 0.000000 | 0.000000 | 0.000000 | 10.233256
1231 | Level 1 |  | 861513 | New Construction | N/A | [5 empty] | 103409 |  | 46234 |  | 43473 | 225 A |  | 225 A | 0 |  | 96617,96618,96619,96620,96621,96622,96623,96624,96625,103477,103478,103479,103480,103481 | 23oK9Ybpf2MPoMOri$YiVz | 1 |  | M_Lighting and Appliance Panelboard - 208V MLO:225 A:L41C:861513 |  |  | N/A | 1231 | N/A |  | N/A | N/A | N/A | N/A | N/A |  | 208 V/3-0 VA | N/A | Grid : 6.7 | UNSET |  |  | Level: Level 1 |  |  |  | 1.200000 |  |  |  |  | 0.146100 | 0.508000 |  | 1.200000 |  |  |  |  | N/A | UNSET | N/A | N/A | TRUE | N/A | 0 | N/A | 0 | 0 | 0 | 0 | 0 | UNSET | N/A | N/A | FIXED | N/A | Distribution Boards and Control Panels | UNSET | N/A |  | N/A | N/A | N/A | 0 | L1 | 0 | N/A | N/A | N/A | 0 | [16 empty] | N/A |  |  |  | 23.80.30.11.17 | [7 empty] | Other | [9 empty] | 0.000000 | 16 | [16 empty] | 12 | ELEMENT | Distribution System: 120/208 Wye | 20.616678 | 100.000000 | 68027.913834 | 79948.944620 |  | 40472.303167 | 168455.198022 | 59954.981021 | 3 |  | 4 | F42C | 0.474601 |  |  | 43.440056 |  | 0.812800 | 54.987179 | 31.333333 | 48.737179 | 0.812800 | Type 1 | Recessed | L41C | 0.812800 | 0.812800 | 1.041400 | TRUE | 0.474601 | 43.440056 | 79948.944620 | 0.000000 | 168455.198022 | 0.000000 | 0.000000 | 0.000000 | 20.616678
1246 | 1E15 |  | 1063416 | New Construction | N/A | [5 empty] | 103274 |  | 47231 |  | 44454 | 225 A |  | 225 A | 0 |  | 102663,102664,102665,102666,102667,102668,102669,102670,102671,103477,103478,103479,103480,103481 | 3mlsJvN5541AmnAA2SD4t5 | 1 |  | M_Lighting and Appliance Panelboard - 208V MLO:225 A:1MEC:1063416 |  |  | N/A | 1246 | N/A |  | N/A | N/A | N/A | N/A | N/A |  | 208 V/3-0 VA | N/A | Linked Revit Model : Clinic_A.rvt | UNSET |  |  | Level: Level 1 |  |  |  | 1.200000 |  |  |  |  | 0.146100 | 0.508000 |  | 1.200000 |  |  |  |  | N/A | UNSET | N/A | N/A | TRUE | N/A | 0 | N/A | 0 | 0 | 0 | 0 | 0 | UNSET | N/A | N/A | FIXED | N/A | Distribution Boards and Control Panels | UNSET | N/A |  | N/A | N/A | N/A | 0 | L1 | 0 | N/A | N/A | N/A | 0 | [16 empty] | N/A |  |  |  | 23.80.30.11.17 | [7 empty] | Other | [9 empty] | 0.000000 | 32 | [16 empty] | 12 | ELEMENT | Distribution System: 120/208 Wye | 2.886751 | 100.000000 | 3731.488944 | 11194.466833 |  | 3731.488944 | 11194.466833 | 3731.488944 | 3 |  | 4 |  | 1.000000 |  |  | 2.886751 |  | 0.812800 | 2.888889 | 2.888889 | 2.888889 | 0.812800 | Type 1 | Recessed | 1MEC | 0.812800 | 0.812800 | 1.041400 | TRUE | [9 empty] | 2.886751 | 1.000000 | 2.886751 | 11194.466833 | 11194.466833 | CENTRAL MECH. RM. 1E15-M
1219 | 1E19 |  | 858534 | New Construction | N/A | [5 empty] | 103328 |  | 46220 |  | 43459 | 225 A |  | 225 A | 0 |  | 96495,96496,96497,96498,96499,96500,96501,96502,96503,103477,103478,103479,103480,103481 | 23oK9Ybpf2MPoMOri$YliI | 1 |  | M_Lighting and Appliance Panelboard - 208V MLO:225 A:N21E2:858534 |  |  | N/A | 1219 | N/A |  | N/A | N/A | N/A | N/A | N/A |  | 208 V/3-0 VA | N/A | Linked Revit Model : Clinic_A.rvt | UNSET |  |  | Level: Level 1 |  |  |  | 1.200000 |  |  |  |  | 0.146100 | 0.508000 |  | 1.200000 |  |  |  |  | N/A | UNSET | N/A | N/A | TRUE | N/A | 0 | N/A | 0 | 0 | 0 | 0 | 0 | UNSET | N/A | N/A | FIXED | N/A | Distribution Boards and Control Panels | UNSET | N/A |  | N/A | N/A | N/A | 0 | L1 | 0 | N/A | N/A | N/A | 0 | [16 empty] | N/A |  |  |  | 23.80.30.11.17 | [7 empty] | Other | [9 empty] | 0.000000 | 1 | [16 empty] | 36 | ELEMENT | Distribution System: 120/208 Wye | 43.356785 | 100.000000 | 89125.178250 | 168132.280709 | 0.735405 | 65875.131750 | 228625.457251 | 73625.147250 | 3 | 43.356785 | 4 | F21E | 0.735405 | 168132.280709 | 58.956345 | 58.956345 | 228625.457251 | 0.812800 | 69.923077 | 51.000000 | 57.923077 | 1.041400 | Type 1 | Recessed | N21E2 | 0.812800 | 0.812800 | 1.041400 | TRUE | [14 empty] | ELEC. ROOM 1E19-M
1220 | 1E19 |  | 858660 | New Construction | N/A | [5 empty] | 103328 |  | 46221 |  | 43460 | 225 A |  | 225 A | 0 |  | 96504,96505,96506,96507,96508,96509,96510,96511,96512,103477,103478,103479,103480,103481 | 23oK9Ybpf2MPoMOri$YlYG | 1 |  | M_Lighting and Appliance Panelboard - 208V MLO:225 A:N21E1:858660 |  |  | N/A | 1220 | N/A |  | N/A | N/A | N/A | N/A | N/A |  | 208 V/3-0 VA | N/A | Linked Revit Model : Clinic_A.rvt | UNSET |  |  | Level: Level 1 |  |  |  | 1.200000 |  |  |  |  | 0.146100 | 0.508000 |  | 1.200000 |  |  |  |  | N/A | UNSET | N/A | N/A | TRUE | N/A | 0 | N/A | 0 | 0 | 0 | 0 | 0 | UNSET | N/A | N/A | FIXED | N/A | Distribution Boards and Control Panels | UNSET | N/A |  | N/A | N/A | N/A | 0 | L1 | 0 | N/A | N/A | N/A | 0 | [16 empty] | N/A |  |  |  | 23.80.30.11.17 | [7 empty] | Other | [9 empty] | 0.000000 | 2 | [16 empty] | 36 | ELEMENT | Distribution System: 120/208 Wye | 36.361964 | 100.000000 | 54250.108500 | 141007.226459 | 0.808642 | 52312.604625 | 174375.348751 | 67812.635625 | 3 | 36.361964 | 4 | F21E | 0.808642 | 141007.226459 | 44.966704 | 44.966704 | 174375.348751 | 0.812800 | 42.230769 | 40.500000 | 52.730769 | 1.041400 | Type 1 | Recessed | N21E1 | 0.812800 | 0.812800 | 1.041400 | TRUE | [14 empty] | ELEC. ROOM 1E19-M
1221 | 1E19 |  | 858856 | New Construction | N/A | [5 empty] | 103328 |  | 46222 |  | 43461 | 225 A |  | 225 A | 0 |  | 96513,96514,96515,96516,96517,96518,96519,96520,96521,103477,103478,103479,103480,103481 | 23oK9Ybpf2MPoMOri$YlXS | 1 |  | M_Lighting and Appliance Panelboard - 208V MLO:225 A:N21E:858856 |  |  | N/A | 1221 | N/A |  | N/A | N/A | N/A | N/A | N/A |  | 208 V/3-0 VA | N/A | Linked Revit Model : Clinic_A.rvt | UNSET |  |  | Level: Level 1 |  |  |  | 1.200000 |  |  |  |  | 0.146100 | 0.508000 |  | 1.200000 |  |  |  |  | N/A | UNSET | N/A | N/A | TRUE | N/A | 0 | N/A | 0 | 0 | 0 | 0 | 0 | UNSET | N/A | N/A | FIXED | N/A | Distribution Boards and Control Panels | UNSET | N/A |  | N/A | N/A | N/A | 0 | L1 | 0 | N/A | N/A | N/A | 0 | [16 empty] | N/A |  |  |  | 23.80.30.11.17 | [7 empty] | Other | [9 empty] | 0.000000 | 3 | [16 empty] | 12 | ELEMENT | Distribution System: 120/208 Wye | 0.000000 | 100.000000 | 0.000000 | 0.000000 |  | 0.000000 | 0.000000 | 0.000000 | 3 |  | 4 | F21E | 1.000000 |  |  | 0.000000 |  | 0.812800 | 0.000000 | 0.000000 | 0.000000 | 0.812800 | Type 1 | Recessed | N21E | 0.812800 | 0.812800 | 1.041400 | TRUE | [14 empty] | ELEC. ROOM 1E19-M
1222 | 1E19 |  | 859016 | New Construction | N/A | [5 empty] | 103328 |  | 46223 |  | 43462 | 225 A |  | 225 A | 0 |  | 96522,96523,96524,96525,96526,96527,96528,96529,96530,103477,103478,103479,103480,103481 | 23oK9Ybpf2MPoMOri$Ylay | 1 |  | M_Lighting and Appliance Panelboard - 208V MLO:225 A:F21E:859016 |  |  | N/A | 1222 | N/A |  | N/A | N/A | N/A | N/A | N/A |  | 208 V/3-0 VA | N/A | Linked Revit Model : Clinic_A.rvt | UNSET |  |  | Level: Level 1 |  |  |  | 1.200000 |  |  |  |  | 0.146100 | 0.508000 |  | 1.200000 |  |  |  |  | N/A | UNSET | N/A | N/A | TRUE | N/A | 0 | N/A | 0 | 0 | 0 | 0 | 0 | UNSET | N/A | N/A | FIXED | N/A | Distribution Boards and Control Panels | UNSET | N/A |  | N/A | N/A | N/A | 0 | L1 | 0 | N/A | N/A | N/A | 0 | [16 empty] | N/A |  |  |  | 23.80.30.11.17 | [7 empty] | Other | [9 empty] | 0.000000 | 4 | [16 empty] | 12 | ELEMENT | Distribution System: 120/208 Wye | 65.840136 | 100.000000 | 143375.286751 | 255319.955084 | 0.633547 | 118187.736375 | 403000.806002 | 141437.782876 | 3 | 65.840136 | 4 | MS2 | 0.633547 | 255319.955084 | 103.923048 | 103.923048 | 403000.806002 | 0.812800 | 113.769231 | 91.500000 | 112.269231 | 0.812800 | Type 1 | Recessed | F21E | 0.812800 | 0.812800 | 1.041400 | TRUE | [14 empty] | ELEC. ROOM 1E19-M
1223 | 1E19 |  | 859225 | New Construction | N/A | [5 empty] | 103328 |  | 46224 |  | 43463 | 225 A |  | 225 A | 0 |  | 96531,96532,96533,96534,96535,96536,96537,96538,96539,103477,103478,103479,103480,103481 | 23oK9Ybpf2MPoMOri$Ylxj | 1 |  | M_Lighting and Appliance Panelboard - 208V MLO:225 A:F41E:859225 |  |  | N/A | 1223 | N/A |  | N/A | N/A | N/A | N/A | N/A |  | 208 V/3-0 VA | N/A | Linked Revit Model : Clinic_A.rvt | UNSET |  |  | Level: Level 1 |  |  |  | 1.200000 |  |  |  |  | 0.146100 | 0.508000 |  | 1.200000 |  |  |  |  | N/A | UNSET | N/A | N/A | TRUE | N/A | 0 | N/A | 0 | 0 | 0 | 0 | 0 | UNSET | N/A | N/A | FIXED | N/A | Distribution Boards and Control Panels | UNSET | N/A |  | N/A | N/A | N/A | 0 | L1 | 0 | N/A | N/A | N/A | 0 | [16 empty] | N/A |  |  |  | 23.80.30.11.17 | [7 empty] | Other | [9 empty] | 0.000000 | 5 | [16 empty] | 12 | ELEMENT | Distribution System: 120/208 Wye | 0.000000 | 100.000000 | 0.000000 | 0.000000 |  | 0.000000 | 0.000000 | 0.000000 | 3 |  | 4 | MS2 | 1.000000 |  |  | 0.000000 |  | 0.812800 | 0.000000 | 0.000000 | 0.000000 | 0.812800 | Type 1 | Recessed | F41E | 0.812800 | 0.812800 | 1.041400 | TRUE | [14 empty] | ELEC. ROOM 1E19-M
1224 | 1E19 |  | 859289 | New Construction | N/A | [5 empty] | 103328 |  | 46225 |  | 43464 | 225 A |  | 225 A | 0 |  | 96540,96541,96542,96543,96544,96545,96546,96547,96548,103477,103478,103479,103480,103481 | 23oK9Ybpf2MPoMOri$Yluj | 1 |  | M_Lighting and Appliance Panelboard - 208V MLO:225 A:E41E:859289 |  |  | N/A | 1224 | N/A |  | N/A | N/A | N/A | N/A | N/A |  | 208 V/3-0 VA | N/A | Linked Revit Model : Clinic_A.rvt | UNSET |  |  | Level: Level 1 |  |  |  | 1.200000 |  |  |  |  | 0.146100 | 0.508000 |  | 1.200000 |  |  |  |  | N/A | UNSET | N/A | N/A | TRUE | N/A | 0 | N/A | 0 | 0 | 0 | 0 | 0 | UNSET | N/A | N/A | FIXED | N/A | Distribution Boards and Control Panels | UNSET | N/A |  | N/A | N/A | N/A | 0 | L1 | 0 | N/A | N/A | N/A | 0 | [16 empty] | N/A |  |  |  | 23.80.30.11.17 | [7 empty] | Other | [9 empty] | 0.000000 | 6 | [16 empty] | 12 | ELEMENT | Distribution System: 120/208 Wye | 0.000000 | 100.000000 | 0.000000 | 0.000000 |  | 0.000000 | 0.000000 | 0.000000 | 3 |  | 4 | F41E | 1.000000 |  |  | 0.000000 |  | 0.812800 | 0.000000 | 0.000000 | 0.000000 | 0.812800 | Type 1 | Recessed | E41E | 0.812800 | 0.812800 | 1.041400 | TRUE | [14 empty] | ELEC. ROOM 1E19-M
1225 | 1B23 |  | 860380 | New Construction | N/A | [5 empty] | 103327 |  | 46226 |  | 43465 | 225 A |  | 225 A | 0 |  | 96549,96550,96551,96552,96553,96554,96555,96556,96557,103477,103478,103479,103480,103481 | 23oK9Ybpf2MPoMOri$Yi9e | 1 |  | M_Lighting and Appliance Panelboard - 208V MLO:225 A:N21B:860380 |  |  | N/A | 1225 | N/A |  | N/A | N/A | N/A | N/A | N/A |  | 208 V/3-0 VA | N/A | Grid : C | UNSET |  |  | Level: Level 1 |  |  |  | 1.200000 |  |  |  |  | 0.146100 | 0.508000 |  | 1.200000 |  |  |  |  | N/A | UNSET | N/A | N/A | TRUE | N/A | 0 | N/A | 0 | 0 | 0 | 0 | 0 | UNSET | N/A | N/A | FIXED | N/A | Distribution Boards and Control Panels | UNSET | N/A |  | N/A | N/A | N/A | 0 | L1 | 0 | N/A | N/A | N/A | 0 | [16 empty] | N/A |  |  |  | 23.80.30.11.17 | [7 empty] | Other | [9 empty] | 0.000000 | 8 | [16 empty] | 36 | ELEMENT | Distribution System: 120/208 Wye | 31.365664 | 100.000000 | 50375.100750 | 121632.187709 | 0.896825 | 38750.077500 | 135625.271251 | 46500.093000 | 3 | 31.365664 | 4 | F22B | 0.896825 | 121632.187709 | 34.974103 | 34.974103 | 135625.271251 | 0.812800 | 39.923077 | 30.000000 | 36.923077 | 1.041400 | Type 1 | Recessed | N21B | 0.812800 | 0.812800 | 1.041400 | TRUE | [14 empty] | ELEC. ROOM 1B23-M
1226 | 1B23 |  | 860405 | New Construction | N/A | [5 empty] | 103327 |  | 46227 |  | 43466 | 225 A |  | 225 A | 0 |  | 96558,96559,96560,96561,96562,96563,96564,96565,96566,103477,103478,103479,103480,103481 | 23oK9Ybpf2MPoMOri$Yi91 | 1 |  | M_Lighting and Appliance Panelboard - 208V MLO:225 A:N21B1:860405 |  |  | N/A | 1226 | N/A |  | N/A | N/A | N/A | N/A | N/A |  | 208 V/3-0 VA | N/A | Grid : C | UNSET |  |  | Level: Level 1 |  |  |  | 1.200000 |  |  |  |  | 0.146100 | 0.508000 |  | 1.200000 |  |  |  |  | N/A | UNSET | N/A | N/A | TRUE | N/A | 0 | N/A | 0 | 0 | 0 | 0 | 0 | UNSET | N/A | N/A | FIXED | N/A | Distribution Boards and Control Panels | UNSET | N/A |  | N/A | N/A | N/A | 0 | L1 | 0 | N/A | N/A | N/A | 0 | [16 empty] | N/A |  |  |  | 23.80.30.11.17 | [7 empty] | Other | [9 empty] | 0.000000 | 9 | [16 empty] | 36 | ELEMENT | Distribution System: 120/208 Wye | 36.861594 | 100.000000 | 65875.131750 | 142944.730334 | 0.801932 | 58125.116250 | 178250.356501 | 54250.108500 | 3 | 36.861594 | 4 | F22B | 0.801932 | 142944.730334 | 45.965964 | 45.965964 | 178250.356501 | 0.812800 | 51.461538 | 45.461538 | 42.000000 | 1.041400 | Type 1 | Recessed | N21B1 | 0.812800 | 0.812800 | 1.041400 | TRUE | [14 empty] | ELEC. ROOM 1B23-M
1227 | 1B23 |  | 860552 | New Construction | N/A | [5 empty] | 103327 |  | 46228 |  | 43467 | 225 A |  | 225 A | 0 |  | 96567,96568,96569,96570,96571,96572,96573,96574,96575,103477,103478,103479,103480,103481 | 23oK9Ybpf2MPoMOri$YiCy | 1 |  | M_Lighting and Appliance Panelboard - 208V MLO:225 A:N21B2:860552 |  |  | N/A | 1227 | N/A |  | N/A | N/A | N/A | N/A | N/A |  | 208 V/3-0 VA | N/A | Linked Revit Model : Clinic_A.rvt | UNSET |  |  | Level: Level 1 |  |  |  | 1.200000 |  |  |  |  | 0.146100 | 0.508000 |  | 1.200000 |  |  |  |  | N/A | UNSET | N/A | N/A | TRUE | N/A | 0 | N/A | 0 | 0 | 0 | 0 | 0 | UNSET | N/A | N/A | FIXED | N/A | Distribution Boards and Control Panels | UNSET | N/A |  | N/A | N/A | N/A | 0 | L1 | 0 | N/A | N/A | N/A | 0 | [16 empty] | N/A |  |  |  | 23.80.30.11.17 | [7 empty] | Other | [9 empty] | 0.000000 | 10 | [16 empty] | 12 | ELEMENT | Distribution System: 120/208 Wye | 0.000000 | 100.000000 | 0.000000 | 0.000000 |  | 0.000000 | 0.000000 | 0.000000 | 3 |  | 4 | F22B | 1.000000 |  |  | 0.000000 |  | 0.812800 | 0.000000 | 0.000000 | 0.000000 | 0.812800 | Type 1 | Recessed | N21B2 | 0.812800 | 0.812800 | 1.041400 | TRUE | [14 empty] | ELEC. ROOM 1B23-M
1228 | 1B23 |  | 860639 | New Construction | N/A | [5 empty] | 103327 |  | 46229 |  | 43468 | 225 A |  | 225 A | 0 |  | 96576,96577,96578,96579,96580,96581,96582,96583,96584,103477,103478,103479,103480,103481 | 23oK9Ybpf2MPoMOri$YiDh | 1 |  | M_Lighting and Appliance Panelboard - 208V MLO:225 A:L41B:860639 |  |  | N/A | 1228 | N/A |  | N/A | N/A | N/A | N/A | N/A |  | 208 V/3-0 VA | N/A | Linked Revit Model : Clinic_A.rvt | UNSET |  |  | Level: Level 1 |  |  |  | 1.200000 |  |  |  |  | 0.146100 | 0.508000 |  | 1.200000 |  |  |  |  | N/A | UNSET | N/A | N/A | TRUE | N/A | 0 | N/A | 0 | 0 | 0 | 0 | 0 | UNSET | N/A | N/A | FIXED | N/A | Distribution Boards and Control Panels | UNSET | N/A |  | N/A | N/A | N/A | 0 | L1 | 0 | N/A | N/A | N/A | 0 | [16 empty] | N/A |  |  |  | 23.80.30.11.17 | [7 empty] | Other | [9 empty] | 0.000000 | 11 | [16 empty] | 12 | ELEMENT | Distribution System: 120/208 Wye | 20.416549 | 100.000000 | 77672.377567 | 79172.866679 |  | 44433.422200 | 166237.832476 | 44132.032709 | 3 |  | 4 | F42B | 0.476263 |  |  | 42.868257 |  | 0.812800 | 60.169231 | 34.435897 | 34.166667 | 0.812800 | Type 1 | Recessed | L41B | 0.812800 | 0.812800 | 1.041400 | TRUE | 0.476263 | 42.868257 | 79172.866679 | 0.000000 | 166237.832476 | 0.000000 | 0.000000 | 0.000000 | 20.416549 | [5 empty] | ELEC. ROOM 1B23-M
2659 | E1 |  | 1186968 | New Construction | N/A | [5 empty] | 87295 |  | 47233 |  | 53863 | 2000 lbs |  | 2000 lbs | 0 | 86609 | 90168,90176,102678,102679,102680,102681,102682,102683 | 3$IkvxIZ54Ehy6Obd4ieej | 1 |  | M_Elevator-Hydraulic:2000 lbs:2000 lbs:1186968 |  |  | N/A | 2659 | N/A |  | N/A | N/A | N/A | N/A | N/A |  |  | N/A | Level : Level 1 | UNSET | [11 empty] | 1.752600 | 2.235200 | [6 empty] | N/A | UNSET | N/A | N/A | TRUE | N/A | 0 | N/A | 0 | 0 | 0 | 0 | 0 | UNSET | N/A | N/A | FIXED | N/A | Elevators | UNSET | N/A |  | N/A | N/A | N/A | 0 | L1 | 0 | N/A | N/A | N/A | 0 | [16 empty] | N/A |  |  |  | 23.50.05.11 | [17 empty] | 0.000000 | 964 |  | TRUE | [10 empty] | F |  | Level: Level 1 |  |  | ELEMENT | [22 empty] | 10.972800 | [22 empty] | 1.828800 | 3.657600 | 2.286000 | 0.914400 | 1.524000 | 1.219200
1239 | 2C18 |  | 938813 | New Construction | N/A | [5 empty] | 103358 |  | 46793 |  | 44019 | 225 A |  | 225 A | 0 |  | 100012,100013,100014,100015,100016,100017,100018,100019,100020,103477,103478,103479,103480,103481 | 3siVN4TEj4IQGQkG26avCY | 1 |  | M_Lighting and Appliance Panelboard - 208V MLO:225 A:F42C:938813 |  |  | N/A | 1239 | N/A |  | N/A | N/A | N/A | N/A | N/A |  | 208 V/3-0 VA | N/A | Linked Revit Model : Clinic_A.rvt | UNSET |  |  | Level: Level 2 |  |  |  | 1.200000 |  |  |  |  | 0.146100 | 0.508000 |  | 1.200000 |  |  |  |  | N/A | UNSET | N/A | N/A | TRUE | N/A | 0 | N/A | 0 | 0 | 0 | 0 | 0 | UNSET | N/A | N/A | FIXED | N/A | Distribution Boards and Control Panels | UNSET | N/A |  | N/A | N/A | N/A | 0 | L1 | 0 | N/A | N/A | N/A | 0 | [16 empty] | N/A |  |  |  | 23.80.30.11.17 | [7 empty] | Other | [9 empty] | 0.000000 | 24 | [16 empty] | 36 | ELEMENT | Distribution System: 120/208 Wye | 35.132874 | 100.000000 | 149467.660046 | 136240.966926 |  | 89082.122609 | 329289.547468 | 90739.764813 | 3 |  | 4 | MS2 | 0.413742 |  |  | 84.914901 |  | 0.812800 | 115.914103 | 68.966667 | 70.447436 | 1.041400 | Type 1 | Recessed | F42C | 0.812800 | 0.812800 | 1.041400 | TRUE | 0.413742 | 84.914901 | 136240.966926 | 0.000000 | 329289.547468 | 0.000000 | 0.000000 | 0.000000 | 35.132874 | [5 empty] | ELECTRICAL 2C18-M
1240 | 2C18 |  | 938873 | New Construction | N/A | [5 empty] | 103358 |  | 46794 |  | 44020 | 225 A |  | 225 A | 0 |  | 100021,100022,100023,100024,100025,100026,100027,100028,100029,103477,103478,103479,103480,103481 | 3siVN4TEj4IQGQkG26avDc | 1 |  | M_Lighting and Appliance Panelboard - 208V MLO:225 A:F22C:938873 |  |  | N/A | 1240 | N/A |  | N/A | N/A | N/A | N/A | N/A |  | 208 V/3-0 VA | N/A | Linked Revit Model : Clinic_A.rvt | UNSET |  |  | Level: Level 2 |  |  |  | 1.200000 |  |  |  |  | 0.146100 | 0.508000 |  | 1.200000 |  |  |  |  | N/A | UNSET | N/A | N/A | TRUE | N/A | 0 | N/A | 0 | 0 | 0 | 0 | 0 | UNSET | N/A | N/A | FIXED | N/A | Distribution Boards and Control Panels | UNSET | N/A |  | N/A | N/A | N/A | 0 | L1 | 0 | N/A | N/A | N/A | 0 | [16 empty] | N/A |  |  |  | 23.80.30.11.17 | [7 empty] | Other | [9 empty] | 0.000000 | 25 | [16 empty] | 36 | ELEMENT | Distribution System: 120/208 Wye | 120.290651 | 100.000000 | 275125.550251 | 466472.356556 | 0.572150 | 276280.082748 | 799349.515366 | 246298.245686 | 3 | 110.057395 | 4 | MS2 | 0.583565 | 426789.048023 | 192.357566 | 206.130700 | 745938.991878 | 0.812800 | 216.433518 | 217.327348 | 190.682131 | 1.041400 | Type 1 | Recessed | F22C | 0.812800 | 0.812800 | 1.041400 | TRUE | 0.742987 | 13.773135 | 39683.308533 | 0.000000 | 53410.523488 | 0.000000 | 0.000000 | 0.000000 | 10.233256 | [5 empty] | ELECTRICAL 2C18-M
1241 | 2C18 |  | 939057 | New Construction | N/A | [5 empty] | 103358 |  | 46795 |  | 44021 | 225 A |  | 225 A | 0 |  | 100030,100031,100032,100033,100034,100035,100036,100037,100038,103477,103478,103479,103480,103481 | 3siVN4TEj4IQGQkG26avGk | 1 |  | M_Lighting and Appliance Panelboard - 208V MLO:225 A:N22C:939057 |  |  | N/A | 1241 | N/A |  | N/A | N/A | N/A | N/A | N/A |  | 208 V/3-0 VA | N/A | Grid : 7 | UNSET |  |  | Level: Level 2 |  |  |  | 1.200000 |  |  |  |  | 0.146100 | 0.508000 |  | 1.200000 |  |  |  |  | N/A | UNSET | N/A | N/A | TRUE | N/A | 0 | N/A | 0 | 0 | 0 | 0 | 0 | UNSET | N/A | N/A | FIXED | N/A | Distribution Boards and Control Panels | UNSET | N/A |  | N/A | N/A | N/A | 0 | L1 | 0 | N/A | N/A | N/A | 0 | [16 empty] | N/A |  |  |  | 23.80.30.11.17 | [7 empty] | Other | [9 empty] | 0.000000 | 26 | [16 empty] | 36 | ELEMENT | Distribution System: 120/208 Wye | 38.110669 | 100.000000 | 67812.635625 | 147788.490021 | 0.786369 | 62000.124000 | 187937.875876 | 58125.116250 | 3 | 38.110669 | 4 | F22C | 0.786369 | 147788.490021 | 48.464114 | 48.464114 | 187937.875876 | 0.812800 | 52.961538 | 48.461538 | 45.000000 | 1.041400 | Type 1 | Recessed | N22C | 0.812800 | 0.812800 | 1.041400 | TRUE | [14 empty] | ELECTRICAL 2C18-M
1242 | 2C18 |  | 939133 | New Construction | N/A | [5 empty] | 103358 |  | 46796 |  | 44022 | 225 A |  | 225 A | 0 |  | 100039,100040,100041,100042,100043,100044,100045,100046,100047,103477,103478,103479,103480,103481 | 3siVN4TEj4IQGQkG26avHY | 1 |  | M_Lighting and Appliance Panelboard - 208V MLO:225 A:N22C1:939133 |  |  | N/A | 1242 | N/A |  | N/A | N/A | N/A | N/A | N/A |  | 208 V/3-0 VA | N/A | Grid : 7 | UNSET |  |  | Level: Level 2 |  |  |  | 1.200000 |  |  |  |  | 0.146100 | 0.508000 |  | 1.200000 |  |  |  |  | N/A | UNSET | N/A | N/A | TRUE | N/A | 0 | N/A | 0 | 0 | 0 | 0 | 0 | UNSET | N/A | N/A | FIXED | N/A | Distribution Boards and Control Panels | UNSET | N/A |  | N/A | N/A | N/A | 0 | L1 | 0 | N/A | N/A | N/A | 0 | [16 empty] | N/A |  |  |  | 23.80.30.11.17 | [7 empty] | Other | [9 empty] | 0.000000 | 27 | [16 empty] | 36 | ELEMENT | Distribution System: 120/208 Wye | 44.356045 | 100.000000 | 73625.147250 | 172007.288459 | 0.727687 | 75562.651125 | 236375.472751 | 87187.674375 | 3 | 44.356045 | 4 | F22C | 0.727687 | 172007.288459 | 60.954865 | 60.954865 | 236375.472751 | 0.812800 | 57.000000 | 58.730769 | 67.730769 | 1.041400 | Type 1 | Recessed | N22C1 | 0.812800 | 0.812800 | 1.041400 | TRUE | [14 empty] | ELECTRICAL 2C18-M
1243 | 2C18 |  | 939184 | New Construction | N/A | [5 empty] | 103358 |  | 46797 |  | 44023 | 225 A |  | 225 A | 0 |  | 100048,100049,100050,100051,100052,100053,100054,100055,100056,103477,103478,103479,103480,103481 | 3siVN4TEj4IQGQkG26avIl | 1 |  | M_Lighting and Appliance Panelboard - 208V MLO:225 A:N22C2:939184 |  |  | N/A | 1243 | N/A |  | N/A | N/A | N/A | N/A | N/A |  | 208 V/3-0 VA | N/A | Grid : 7 | UNSET |  |  | Level: Level 2 |  |  |  | 1.200000 |  |  |  |  | 0.146100 | 0.508000 |  | 1.200000 |  |  |  |  | N/A | UNSET | N/A | N/A | TRUE | N/A | 0 | N/A | 0 | 0 | 0 | 0 | 0 | UNSET | N/A | N/A | FIXED | N/A | Distribution Boards and Control Panels | UNSET | N/A |  | N/A | N/A | N/A | 0 | L1 | 0 | N/A | N/A | N/A | 0 | [16 empty] | N/A |  |  |  | 23.80.30.11.17 | [7 empty] | Other | [9 empty] | 0.000000 | 28 | [16 empty] | 12 | ELEMENT | Distribution System: 120/208 Wye | 0.999260 | 100.000000 | 3875.007750 | 3875.007750 | 1.000000 | 0.000000 | 3875.007750 | 0.000000 | 3 | 0.999260 | 4 | F22C | 1.000000 | 3875.007750 | 0.999260 | 0.999260 | 3875.007750 | 0.812800 | 3.000000 | 0.000000 | 0.000000 | 0.812800 | Type 1 | Recessed | N22C2 | 0.812800 | 0.812800 | 1.041400 | TRUE | [14 empty] | ELECTRICAL 2C18-M
1244 | 2C18 |  | 939396 | New Construction | N/A | [5 empty] | 103358 |  | 46798 |  | 44024 | 225 A |  | 225 A | 0 |  | 100057,100058,100059,100060,100061,100062,100063,100064,100065,103477,103478,103479,103480,103481 | 3siVN4TEj4IQGQkG26avMR | 1 |  | M_Lighting and Appliance Panelboard - 208V MLO:225 A:2MEC:939396 |  |  | N/A | 1244 | N/A |  | N/A | N/A | N/A | N/A | N/A |  | 208 V/3-0 VA | N/A | Linked Revit Model : Clinic_A.rvt | UNSET |  |  | Level: Level 2 |  |  |  | 1.200000 |  |  |  |  | 0.146100 | 0.508000 |  | 1.200000 |  |  |  |  | N/A | UNSET | N/A | N/A | TRUE | N/A | 0 | N/A | 0 | 0 | 0 | 0 | 0 | UNSET | N/A | N/A | FIXED | N/A | Distribution Boards and Control Panels | UNSET | N/A |  | N/A | N/A | N/A | 0 | L1 | 0 | N/A | N/A | N/A | 0 | [16 empty] | N/A |  |  |  | 23.80.30.11.17 | [7 empty] | Other | [9 empty] | 0.000000 | 30 | [16 empty] | 12 | ELEMENT | Distribution System: 120/208 Wye | 2.886751 | 100.000000 | 3731.488944 | 11194.466833 |  | 3731.488944 | 11194.466833 | 3731.488944 | 3 |  | 4 |  | 1.000000 |  |  | 2.886751 |  | 0.812800 | 2.888889 | 2.888889 | 2.888889 | 0.812800 | Type 1 | Recessed | 2MEC | 0.812800 | 0.812800 | 1.041400 | TRUE | [9 empty] | 2.886751 | 1.000000 | 2.886751 | 11194.466833 | 11194.466833 | ELECTRICAL 2C18-M
1245 | 2C18 |  | 939569 | New Construction | N/A | [5 empty] | 103358 |  | 46799 |  | 44025 | 225 A |  | 225 A | 0 |  | 100066,100067,100068,100069,100070,100071,100072,100073,100074,103477,103478,103479,103480,103481 | 3siVN4TEj4IQGQkG26avOk | 1 |  | M_Lighting and Appliance Panelboard - 208V MLO:225 A:L42C:939569 |  |  | N/A | 1245 | N/A |  | N/A | N/A | N/A | N/A | N/A |  | 208 V/3-0 VA | N/A | Linked Revit Model : Clinic_A.rvt | UNSET |  |  | Level: Level 2 |  |  |  | 1.200000 |  |  |  |  | 0.146100 | 0.508000 |  | 1.200000 |  |  |  |  | N/A | UNSET | N/A | N/A | TRUE | N/A | 0 | N/A | 0 | 0 | 0 | 0 | 0 | UNSET | N/A | N/A | FIXED | N/A | Distribution Boards and Control Panels | UNSET | N/A |  | N/A | N/A | N/A | 0 | L1 | 0 | N/A | N/A | N/A | 0 | [16 empty] | N/A |  |  |  | 23.80.30.11.17 | [7 empty] | Other | [9 empty] | 0.000000 | 31 | [16 empty] | 12 | ELEMENT | Distribution System: 120/208 Wye | 19.928854 | 100.000000 | 81439.746213 | 77281.647619 |  | 48609.819442 | 160834.349446 | 30784.783792 | 3 |  | 4 | F42C | 0.480505 |  |  | 41.474845 |  | 0.812800 | 65.173077 | 39.756410 | 23.833333 | 0.812800 | Type 1 | Recessed | L42C | 0.812800 | 0.812800 | 1.041400 | TRUE | 0.480505 | 41.474845 | 77281.647619 | 0.000000 | 160834.349446 | 0.000000 | 0.000000 | 0.000000 | 19.928854 | [5 empty] | ELECTRICAL 2C18-M
1232 | 2B13 |  | 936184 | New Construction | N/A | [5 empty] | 103369 |  | 46786 |  | 44012 | 225 A |  | 225 A | 0 |  | 99949,99950,99951,99952,99953,99954,99955,99956,99957,103477,103478,103479,103480,103481 | 3siVN4TEj4IQGQkG26auZd | 1 |  | M_Lighting and Appliance Panelboard - 208V MLO:225 A:2SITE:936184 |  |  | N/A | 1232 | N/A |  | N/A | N/A | N/A | N/A | N/A |  | 208 V/3-0 VA | N/A | Grid : C | UNSET |  |  | Level: Level 2 |  |  |  | 1.200000 |  |  |  |  | 0.146100 | 0.508000 |  | 1.200000 |  |  |  |  | N/A | UNSET | N/A | N/A | TRUE | N/A | 0 | N/A | 0 | 0 | 0 | 0 | 0 | UNSET | N/A | N/A | FIXED | N/A | Distribution Boards and Control Panels | UNSET | N/A |  | N/A | N/A | N/A | 0 | L1 | 0 | N/A | N/A | N/A | 0 | [16 empty] | N/A |  |  |  | 23.80.30.11.17 | [7 empty] | Other | [9 empty] | 0.000000 | 17 | [16 empty] | 12 | ELEMENT | Distribution System: 120/208 Wye | 0.000000 | 100.000000 | 0.000000 | 0.000000 |  | 0.000000 | 0.000000 | 0.000000 | 3 |  | 4 |  | 1.000000 |  |  | 0.000000 |  | 0.812800 | 0.000000 | 0.000000 | 0.000000 | 0.812800 | Type 1 | Recessed | 2SITE | 0.812800 | 0.812800 | 1.041400 | TRUE | [14 empty] | ELECTRICAL 2B13-M
1233 | 2B13 |  | 936228 | New Construction | N/A | [5 empty] | 103369 |  | 46787 |  | 44013 | 225 A |  | 225 A | 0 |  | 99958,99959,99960,99961,99962,99963,99964,99965,99966,103477,103478,103479,103480,103481 | 3siVN4TEj4IQGQkG26auax | 1 |  | M_Lighting and Appliance Panelboard - 208V MLO:225 A:N22B2:936228 |  |  | N/A | 1233 | N/A |  | N/A | N/A | N/A | N/A | N/A |  | 208 V/3-0 VA | N/A | Grid : C | UNSET |  |  | Level: Level 2 |  |  |  | 1.200000 |  |  |  |  | 0.146100 | 0.508000 |  | 1.200000 |  |  |  |  | N/A | UNSET | N/A | N/A | TRUE | N/A | 0 | N/A | 0 | 0 | 0 | 0 | 0 | UNSET | N/A | N/A | FIXED | N/A | Distribution Boards and Control Panels | UNSET | N/A |  | N/A | N/A | N/A | 0 | L1 | 0 | N/A | N/A | N/A | 0 | [16 empty] | N/A |  |  |  | 23.80.30.11.17 | [7 empty] | Other | [9 empty] | 0.000000 | 18 | [16 empty] | 12 | ELEMENT | Distribution System: 120/208 Wye | 0.000000 | 100.000000 | 0.000000 | 0.000000 |  | 0.000000 | 0.000000 | 0.000000 | 3 |  | 4 | F22B | 1.000000 |  |  | 0.000000 |  | 0.812800 | 0.000000 | 0.000000 | 0.000000 | 0.812800 | Type 1 | Recessed | N22B2 | 0.812800 | 0.812800 | 1.041400 | TRUE | [14 empty] | ELECTRICAL 2B13-M
1234 | 2B13 |  | 936279 | New Construction | N/A | [5 empty] | 103369 |  | 46788 |  | 44014 | 225 A |  | 225 A | 0 |  | 99967,99968,99969,99970,99971,99972,99973,99974,99975,103477,103478,103479,103480,103481 | 3siVN4TEj4IQGQkG26aub8 | 1 |  | M_Lighting and Appliance Panelboard - 208V MLO:225 A:N22B1:936279 |  |  | N/A | 1234 | N/A |  | N/A | N/A | N/A | N/A | N/A |  | 208 V/3-0 VA | N/A | Grid : C | UNSET |  |  | Level: Level 2 |  |  |  | 1.200000 |  |  |  |  | 0.146100 | 0.508000 |  | 1.200000 |  |  |  |  | N/A | UNSET | N/A | N/A | TRUE | N/A | 0 | N/A | 0 | 0 | 0 | 0 | 0 | UNSET | N/A | N/A | FIXED | N/A | Distribution Boards and Control Panels | UNSET | N/A |  | N/A | N/A | N/A | 0 | L1 | 0 | N/A | N/A | N/A | 0 | [16 empty] | N/A |  |  |  | 23.80.30.11.17 | [7 empty] | Other | [9 empty] | 0.000000 | 19 | [16 empty] | 36 | ELEMENT | Distribution System: 120/208 Wye | 40.359004 | 100.000000 | 79437.658875 | 156507.257459 | 0.762055 | 75562.651125 | 205375.410751 | 50375.100750 | 3 | 40.359004 | 4 | F22B | 0.762055 | 156507.257459 | 52.960784 | 52.960784 | 205375.410751 | 0.812800 | 64.500000 | 61.500000 | 39.000000 | 1.041400 | Type 1 | Recessed | N22B1 | 0.812800 | 0.812800 | 1.041400 | TRUE | [14 empty] | ELECTRICAL 2B13-M
1235 | 2B13 |  | 936522 | New Construction | N/A | [5 empty] | 103369 |  | 46789 |  | 44015 | 225 A |  | 225 A | 0 |  | 99976,99977,99978,99979,99980,99981,99982,99983,99984,103477,103478,103479,103480,103481 | 3siVN4TEj4IQGQkG26aufL | 1 |  | M_Lighting and Appliance Panelboard - 208V MLO:225 A:L42B:936522 |  |  | N/A | 1235 | N/A |  | N/A | N/A | N/A | N/A | N/A |  | 208 V/3-0 VA | N/A | Linked Revit Model : Clinic_A.rvt | UNSET |  |  | Level: Level 2 |  |  |  | 1.200000 |  |  |  |  | 0.146100 | 0.508000 |  | 1.200000 |  |  |  |  | N/A | UNSET | N/A | N/A | TRUE | N/A | 0 | N/A | 0 | 0 | 0 | 0 | 0 | UNSET | N/A | N/A | FIXED | N/A | Distribution Boards and Control Panels | UNSET | N/A |  | N/A | N/A | N/A | 0 | L1 | 0 | N/A | N/A | N/A | 0 | [16 empty] | N/A |  |  |  | 23.80.30.11.17 | [7 empty] | Other | [9 empty] | 0.000000 | 20 | [16 empty] | 12 | ELEMENT | Distribution System: 120/208 Wye | 19.038958 | 100.000000 | 50590.378959 | 73830.737939 |  | 43550.781546 | 150974.607505 | 56833.447000 | 3 |  | 4 | F42B | 0.489028 |  |  | 38.932283 |  | 0.812800 | 40.005128 | 33.716667 | 44.838462 | 0.812800 | Type 1 | Recessed | L42B | 0.812800 | 0.812800 | 1.041400 | TRUE | 0.489028 | 38.932283 | 73830.737939 | 0.000000 | 150974.607505 | 0.000000 | 0.000000 | 0.000000 | 19.038958 | [5 empty] | ELECTRICAL 2B13-M
1236 | 2B13 |  | 936707 | New Construction | N/A | [5 empty] | 103369 |  | 46790 |  | 44016 | 225 A |  | 225 A | 0 |  | 99985,99986,99987,99988,99989,99990,99991,99992,99993,103477,103478,103479,103480,103481 | 3siVN4TEj4IQGQkG26auiS | 1 |  | M_Lighting and Appliance Panelboard - 208V MLO:225 A:F42B:936707 |  |  | N/A | 1236 | N/A |  | N/A | N/A | N/A | N/A | N/A |  | 208 V/3-0 VA | N/A | Linked Revit Model : Clinic_A.rvt | UNSET |  |  | Level: Level 2 |  |  |  | 1.200000 |  |  |  |  | 0.146100 | 0.508000 |  | 1.200000 |  |  |  |  | N/A | UNSET | N/A | N/A | TRUE | N/A | 0 | N/A | 0 | 0 | 0 | 0 | 0 | UNSET | N/A | N/A | FIXED | N/A | Distribution Boards and Control Panels | UNSET | N/A |  | N/A | N/A | N/A | 0 | L1 | 0 | N/A | N/A | N/A | 0 | [16 empty] | N/A |  |  |  | 23.80.30.11.17 | [7 empty] | Other | [9 empty] | 0.000000 | 21 | [16 empty] | 12 | ELEMENT | Distribution System: 120/208 Wye | 34.042848 | 100.000000 | 128262.756526 | 132013.979306 |  | 87984.203746 | 317212.439980 | 100965.479709 | 3 |  | 4 | MS2 | 0.416169 |  |  | 81.800541 |  | 0.812800 | 100.846154 | 68.116667 | 79.712821 | 0.812800 | Type 1 | Recessed | F42B | 0.812800 | 0.812800 | 1.041400 | TRUE | 0.416169 | 81.800541 | 132013.979306 | 0.000000 | 317212.439980 | 0.000000 | 0.000000 | 0.000000 | 34.042848 | [5 empty] | ELECTRICAL 2B13-M
1237 | 2B13 |  | 937047 | New Construction | N/A | [5 empty] | 103369 |  | 46791 |  | 44017 | 225 A |  | 225 A | 0 |  | 99994,99995,99996,99997,99998,99999,100000,100001,100002,103477,103478,103479,103480,103481 | 3siVN4TEj4IQGQkG26aun8 | 1 |  | M_Lighting and Appliance Panelboard - 208V MLO:225 A:N22B:937047 |  |  | N/A | 1237 | N/A |  | N/A | N/A | N/A | N/A | N/A |  | 208 V/3-0 VA | N/A | Linked Revit Model : Clinic_A.rvt | UNSET |  |  | Level: Level 2 |  |  |  | 1.200000 |  |  |  |  | 0.146100 | 0.508000 |  | 1.200000 |  |  |  |  | N/A | UNSET | N/A | N/A | TRUE | N/A | 0 | N/A | 0 | 0 | 0 | 0 | 0 | UNSET | N/A | N/A | FIXED | N/A | Distribution Boards and Control Panels | UNSET | N/A |  | N/A | N/A | N/A | 0 | L1 | 0 | N/A | N/A | N/A | 0 | [16 empty] | N/A |  |  |  | 23.80.30.11.17 | [7 empty] | Other | [9 empty] | 0.000000 | 22 | [16 empty] | 36 | ELEMENT | Distribution System: 120/208 Wye | 38.860114 | 100.000000 | 77500.155000 | 150694.745834 | 0.777778 | 58125.116250 | 193750.387501 | 58125.116250 | 3 | 38.860114 | 4 | F22B | 0.777778 | 150694.745834 | 49.963004 | 49.963004 | 193750.387501 | 0.812800 | 60.000000 | 45.000000 | 45.000000 | 1.041400 | Type 1 | Recessed | N22B | 0.812800 | 0.812800 | 1.041400 | TRUE | [14 empty] | ELECTRICAL 2B13-M
1238 | 2B13 |  | 937316 | New Construction | N/A | [5 empty] | 103369 |  | 46792 |  | 44018 | 225 A |  | 225 A | 0 |  | 100003,100004,100005,100006,100007,100008,100009,100010,100011,103477,103478,103479,103480,103481 | 3siVN4TEj4IQGQkG26aurx | 1 |  | M_Lighting and Appliance Panelboard - 208V MLO:225 A:F22B:937316 |  |  | N/A | 1238 | N/A |  | N/A | N/A | N/A | N/A | N/A |  | 208 V/3-0 VA | N/A | Linked Revit Model : Clinic_A.rvt | UNSET |  |  | Level: Level 2 |  |  |  | 1.200000 |  |  |  |  | 0.146100 | 0.508000 |  | 1.200000 |  |  |  |  | N/A | UNSET | N/A | N/A | TRUE | N/A | 0 | N/A | 0 | 0 | 0 | 0 | 0 | UNSET | N/A | N/A | FIXED | N/A | Distribution Boards and Control Panels | UNSET | N/A |  | N/A | N/A | N/A | 0 | L1 | 0 | N/A | N/A | N/A | 0 | [16 empty] | N/A |  |  |  | 23.80.30.11.17 | [7 empty] | Other | [9 empty] | 0.000000 | 23 | [16 empty] | 24 | ELEMENT | Distribution System: 120/208 Wye | 105.810540 | 100.000000 | 273188.046376 | 410320.265085 | 0.575483 | 230562.961126 | 713001.426003 | 209250.418501 | 3 | 105.810540 | 4 | MS2 | 0.575483 | 410320.265085 | 183.863855 | 183.863855 | 713001.426003 | 0.812800 | 214.038462 | 181.038462 | 162.000000 | 0.812800 | Type 1 | Recessed | F22B | 0.812800 | 0.812800 | 1.041400 | TRUE | [14 empty] | ELECTRICAL 2B13-M
1575 | Level 1 |  | 1066741 | New Construction | N/A | [5 empty] | 103409 |  | 47232 |  | 44455 |  |  | 633-703 kW | 0 |  | 90177,90185,90186,90194,102672,102673,102674,102675,102676,102677,102916 | 2H3wYxUIPBpw3mjj9GlAnl | 1 |  | M_Screw Chiller - Air Cooled - 281-1231 kW:633-703 kW:633-703 kW:1066741 |  |  | N/A | 1575 | N/A |  | N/A | N/A | N/A | N/A | N/A |  |  | N/A | Level : Level 1 | [9 empty] | 985974.194171 | [9 empty] | 4951.398792 | N/A | UNSET | N/A | N/A | TRUE | N/A | 0 | N/A | 0 | 0 | 0 | 0 | 0 | UNSET | N/A | N/A | FIXED | N/A | Rotary-Screw Water Chillers | UNSET | N/A |  | N/A | N/A | N/A | 0 | L1 | 0 | N/A | N/A | N/A | 0 | [16 empty] | N/A |  |  |  | 23.75.10.24.21.21.21 | [7 empty] | Cooling |  | MS1 | 3 | [6 empty] | 0.000000 | ACC-1 | [14 empty] | Level: Level 1 | [54 empty] | 7.168000 | 0.244751 | 3 | 0.571000 | 1.782000 | 0.287000 | 4.512000 | 0.492126 | 0.489501 | 0.246063 | 1.565000 | 0.252400 | 0.227000 | 6 | 12 | 2857699.812622 | 0.388461 | 0.000000 | Hydronic Return,Hydronic Supply,Sanitary,Power | 10570.464000 | Hydronic Return 1,Hydronic Supply 1,Sanitary 1
1287 | 1B23 |  | 860947 | New Construction | N/A | [5 empty] | 103327 |  | 46230 |  | 43469 |  |  | 914mmx673mm | 0 |  | 96585,96586,96587,96588,96589,96590,96591,102947,102948,102949,102950,102982 | 23oK9Ybpf2MPoMOri$Yi6d | 1 |  | M_Transformer Switchboard:914mmx673mm:MS1:860947 |  |  | N/A | 1287 | N/A |  | N/A | N/A | N/A | N/A | N/A |  | 208 V/3-0 VA | N/A | Level : Level 1 | UNSET | [19 empty] | N/A | UNSET | N/A | N/A | TRUE | N/A | 0 | N/A | 0 | 0 | 0 | 0 | 0 | UNSET | N/A | N/A | FIXED | N/A | Distribution Boards and Control Panels | UNSET | N/A |  | N/A | N/A | N/A | 0 | L1 | 0 | N/A | N/A | N/A | 0 | [16 empty] | N/A |  |  |  | 23.80.30.11.17 | [7 empty] | Other | [9 empty] | 0.000000 | 12 | [14 empty] | Level: Level 1 |  |  |  | Distribution System: 480/277 Wye | 111.960245 | 100.000000 | 333975.436469 | 1001926.309408 |  | 333975.436469 | 1001926.309408 | 333975.436469 | 3 |  | 4 |  | 1.000000 |  |  | 111.960245 |  |  | 112.012034 | 112.012034 | 112.012034 |  | Type 1 | Recessed | MS1 |  |  |  | TRUE | [9 empty] | 111.308321 | 1.000000 | 111.308321 | 996092.269962 | 996092.269962 | ELEC. ROOM 1B23-M | [16 empty] | 0.914000 | [10 empty] | 0.651925 | 1.000000 | 5834.039446 | 0.651925 | 5834.039446 | 2238.893367 | 0.508000 | 2.286000 | 0.673000 | 0.914000 | 3 | 2.286000 | 0.457000 | 0.812400
1288 | 1B23 |  | 861040 | New Construction | N/A | [5 empty] | 103327 |  | 46231 |  | 43470 |  |  | 914mmx673mm | 0 |  | 96592,96593,96594,96595,96596,96597,96598,102947,102948,102949,102950,102982 | 23oK9Ybpf2MPoMOri$Yi74 | 1 |  | M_Transformer Switchboard:914mmx673mm:MS2:861040 |  |  | N/A | 1288 | N/A |  | N/A | N/A | N/A | N/A | N/A |  | 208 V/3-0 VA | N/A | Level : Level 1 | UNSET | [19 empty] | N/A | UNSET | N/A | N/A | TRUE | N/A | 0 | N/A | 0 | 0 | 0 | 0 | 0 | UNSET | N/A | N/A | FIXED | N/A | Distribution Boards and Control Panels | UNSET | N/A |  | N/A | N/A | N/A | 0 | L1 | 0 | N/A | N/A | N/A | 0 | [16 empty] | N/A |  |  |  | 23.80.30.11.17 | [7 empty] | Other | [9 empty] | 0.000000 | 13 | [14 empty] | Level: Level 1 |  |  |  | Distribution System: 120/208 Wye | 335.025258 | 100.000000 | 993638.098387 | 1299186.765040 | 0.528905 | 825996.581929 | 2610291.331694 | 788253.068635 | 3 | 253.950847 | 4 |  | 0.497717 | 984790.164025 | 480.144469 | 673.123797 | 1861941.223882 |  | 773.762163 | 643.975442 | 610.259220 |  | Type 1 | Recessed | MS2 |  |  |  | TRUE | 0.379989 | 180.488576 | 265959.004140 | 0.000000 | 699912.510936 | 0.000000 | 0.000000 | 0.000000 | 68.583661 | [5 empty] | ELEC. ROOM 1B23-M | [16 empty] | 0.914000 | [10 empty] | 12.490751 | 1.000000 | 48437.596875 | 12.490751 | 48437.596875 | 2238.893367 | 0.508000 | 2.286000 | 0.673000 | 0.914000 | 3 | 2.286000 | 0.457000 | 0.812400
1289 | 1D18 |  | 1060890 | New Construction | N/A | [5 empty] | 103167 |  | 47228 |  | 44453 |  |  | 3.9 LPS - 0.8 Meter Head | 0 |  | 90249,90257,90258,90266,90267,102644,102645,102646,102647,102648,102649,102919 | 3u9DOlJebDl9MeZM6OymSR | 1 |  | M_Inline Pump - Circulator:3.9 LPS - 0.8 Meter Head:3.9 LPS - 0.8 Meter Head:1060890 |  |  | N/A | 1289 | N/A |  | N/A | N/A | N/A | N/A | N/A |  |  | N/A | Level : Level 2 | [9 empty] | 5834.039446 | [9 empty] | 4951.398792 | N/A | UNSET | N/A | N/A | TRUE | N/A | 0 | N/A | 0 | 0 | 0 | 0 | 0 | UNSET | N/A | N/A | FIXED | N/A | Pumps | UNSET | N/A |  | N/A | N/A | N/A | 0 | L1 | 0 | N/A | N/A | N/A | 0 | [16 empty] | N/A |  |  |  | 23.60.30.21 | [7 empty] | Appliance - Dwelling Unit |  | MS1 | 2 | [6 empty] | -1.400000 | HWP-1 | [14 empty] | Level: Level 2 | [56 empty] | 3 | [7 empty] | 0.431000 | 0.344800 | 0.079150 | [5 empty] | Undefined,Power |  | Domestic Hot Water 1 | [14 empty] | 0.065617 | 0.172244 | 0.065617 | 0.131234 | 0.130000 | 0.021348 | 0.062064 | 0.131234 | 0.152000 | 0.184000 | 0.171000 | 0.062064 | 0.086122 | 0.102000 | 0.072800 | 0.056432 | 0.051000 | 0.031032 | 0.092000 | 0.085500 | 1450.000000
1247 | 2D05 |  | 570439 | New Construction | N/A | [5 empty] | 103496 |  | 45149 |  | 53020 |  |  | 63300000 J | 0 |  | 89161,89162,89163,89164,89165,89166,89167,102975,102976,102977,102978,102979,102980,102986 | 0JGTSjcSn7v8o$ZI4qc5Mg | 1 |  | M_Air Handling Unit - Split System - Horizontal:63300000 J:63300000 J:570439 |  |  | N/A | 1247 | N/A |  | N/A | N/A | N/A | N/A | N/A |  |  | N/A | Level : Level 2 | [9 empty] | 11194.466833 |  |  |  | 3.175000 | 6.846000 |  |  |  |  | 2238.893367 | N/A | UNSET | N/A | N/A | TRUE | N/A | 0 | N/A | 0 | 0 | 0 | 0 | 0 | UNSET | N/A | N/A | FIXED | N/A | Modular Indoor Air Handling Units | UNSET | N/A |  | N/A | N/A | N/A | 0 | L1 | 0 | N/A | N/A | N/A | 0 | [16 empty] | N/A |  |  |  | 23.75.35.14.17 |  |  | 1 |  |  |  |  | Cooling |  | 1MEC | 1,3,5 | [6 empty] | 0.000000 | AHU-1 | [14 empty] | Level: Level 2 | [25 empty] | 1.800000 | [46 empty] | Power,Hydronic Return,Hydronic Supply,Return Air,Supply Air |  | Hydronic Return 1,Hydronic Supply 1 | [35 empty] | 653000278.570002 | 37.795200 | 12.748595 | 12.748595 | 607574176.259464 | 3 | 1.500000 | 1.500000 | 2.900000 | 9.514436 | 0.695000 | 6.151000 | 0.328084 | 0.164042
1248 | 2D05 |  | 570459 | New Construction | N/A | [5 empty] | 103496 |  | 45150 |  | 53021 |  |  | 63300000 J | 0 |  | 89168,89169,89170,89171,89172,89173,89174,102975,102976,102977,102978,102979,102980,102986 | 0JGTSjcSn7v8o$ZI4qc5Ms | 1 |  | M_Air Handling Unit - Split System - Horizontal:63300000 J:63300000 J:570459 |  |  | N/A | 1248 | N/A |  | N/A | N/A | N/A | N/A | N/A |  |  | N/A | Level : Level 2 | [9 empty] | 11194.466833 |  |  |  | 3.175000 | 6.846000 |  |  |  |  | 2238.893367 | N/A | UNSET | N/A | N/A | TRUE | N/A | 0 | N/A | 0 | 0 | 0 | 0 | 0 | UNSET | N/A | N/A | FIXED | N/A | Modular Indoor Air Handling Units | UNSET | N/A |  | N/A | N/A | N/A | 0 | L1 | 0 | N/A | N/A | N/A | 0 | [16 empty] | N/A |  |  |  | 23.75.35.14.17 |  |  | 1 |  |  |  |  | Cooling |  | 2MEC | 1,3,5 | [6 empty] | 0.000000 | AHU-2 | [14 empty] | Level: Level 2 | [25 empty] | 1.800000 | [46 empty] | Power,Hydronic Return,Hydronic Supply,Return Air,Supply Air |  | Hydronic Return 1,Hydronic Supply 1 | [35 empty] | 653000278.570002 | 37.795200 | 12.748595 | 12.748595 | 607574176.259464 | 3 | 1.500000 | 1.500000 | 2.900000 | 9.514436 | 0.695000 | 6.151000 | 0.328084 | 0.164042
1062 | 3R01 |  | 1062388 | New Construction | N/A | [5 empty] | 87292 |  | 47230 |  | 53862 |  |  | 991-1905 LPS | 0 |  | 90195,90203,90204,90212,90213,90221,90222,102656,102657,102658,102659,102660,102661,102662,102917 | 0VU2rHYgPAX8k2yXfmStdn | 1 |  | M_Centrifugal Fan - Rooftop - Upblast:991-1905 LPS:991-1905 LPS:1062388 |  |  | N/A | 1062 | N/A |  | N/A | N/A | N/A | N/A | N/A |  |  | N/A | Level : Roof - Main |  |  |  | Level: Roof - Main |  |  |  | 0.000000 |  | 10118.075792 | [5 empty] | 1.200000 |  |  |  | 4951.398792 | N/A | UNSET | N/A | N/A | TRUE | N/A | 0 | N/A | 0 | 0 | 0 | 0 | 0 | UNSET | N/A | N/A | FIXED | N/A | Centrifugal Fans | UNSET | N/A |  | N/A | N/A | N/A | 0 | L1 | 0 | N/A | N/A | N/A | 0 | [16 empty] | N/A |  |  |  | 23.75.35.17.27 | [7 empty] | Cooling |  | MS1 | 1 | [7 empty] | RAF-1 | [71 empty] | 3 | [9 empty] | 0.330200 | [5 empty] | Exhaust Air,Power |  | Mechanical Exhaust Air 1 | [28 empty] | 0.298400 | [5 empty] | 1564.000000 | [14 empty] | 0.522200 | 1.476378 | 0.746000 | 37.795200 | 0.489000 | 0.373000 | 0.746000 | 0.261100 | 0.635000 | 1.476378 | 0.660400 | 0.596800 | 0.225000 | 0.225000 | 67.274440
3482 | Level 1 | [11 empty] | 45139 |  | 43038 | STAIR 1CS3 |  |  |  |  | 87922,87923,87924,87925,87926,87927,87928 | 30C8Tgpln5Khj3mpxiujUN | 1 |  | 1CS3 |  |  |  | 3482 | [117 empty] | Level: Level 1 |  |  | ELEMENT | [136 empty] | INTERNAL | Occupancy Zone 1C | STAIR | nan(snan) | CeilingCovering | Level: Level 2 | 1CS3 | 103553 | Stairway | Stairway | 13.909431 | WallCovering | FloorCovering | RoomTag | LoadCapacity | Historic Preservation Zone 1C | Lighting Zone 1C | Ventilation Zone 1C | Fire Alarm Zone 1C | 1.200000 | Circulation Zone 1C | 13-85 21 11 | 4.570000 | 13.909431 | 58.289178 | 18.996001 | New Construction | 0.000000 | 0.000000
3483 | Level 1 | [11 empty] | 45140 |  | 43099 | STAIR 1AS1 |  |  |  |  | 88349,88350,88351,88352,88353,88354,88355 | 30C8Tgpln5Khj3mpxiujSH | 1 |  | 1AS1 |  |  |  | 3483 | [117 empty] | Level: Level 1 |  |  | ELEMENT | [136 empty] | INTERNAL | Occupancy Zone 1A | STAIR | nan(snan) | CeilingCovering | Level: Level 2 | 1AS1 | 103553 | Stairway | Stairway | 14.057722 | WallCovering | FloorCovering | RoomTag | LoadCapacity | Historic Preservation Zone 1A | Lighting Zone 1A | Ventilation Zone 1A | Fire Alarm Zone 1A | 1.200000 | Circulation Zone 1A | 13-85 21 11 | 4.570000 | 14.057722 | 62.044788 | 15.646000 | New Construction | 0.000000 | 0.000000
3484 | Level 1 | [11 empty] | 45141 |  | 43100 | GAS STORAGE 1E15-A |  |  |  |  | 88356,88357,88358,88359,88360,88361,88362 | 30C8Tgpln5Khj3mpxiujSJ | 1 |  | 1E15-A |  |  |  | 3484 | [117 empty] | Level: Level 1 |  |  | ELEMENT | [136 empty] | INTERNAL | Occupancy Zone 1E | GAS STORAGE | nan(snan) | CeilingCovering | Level: Level 2 | 1E15-A | 103553 | Hazardous Material Storage Space | Hazardous Material Storage Space | 2.289446 | WallCovering | FloorCovering | RoomTag | LoadCapacity | Historic Preservation Zone 1E | Lighting Zone 1E | Ventilation Zone 1E | Fire Alarm Zone 1E | 1.200000 | Circulation Zone 1E | 13-75 41 24 | 4.570000 | 2.289446 | 7.575123 | 7.300600 | New Construction | 0.000000 | 0.000000
3485 | Level 2 | [11 empty] | 45142 |  | 43102 | CORRIDOR 2AC1 |  |  |  |  | 88370,88371,88372,88373,88374,88375,88376 | 30C8Tgpln5Khj3mpxiujhn | 1 |  | 2AC1 |  |  |  | 3485 | [117 empty] | Level: Level 2 |  |  | ELEMENT | [136 empty] | INTERNAL | Occupancy Zone 2A | CORRIDOR | nan(snan) | CeilingCovering | Level: Roof - Main | 2AC1 | 103552 | Corridor | Corridor | 22.095159 | WallCovering | FloorCovering | RoomTag | LoadCapacity | Historic Preservation Zone 2A | Lighting Zone 2A | Ventilation Zone 2A | Fire Alarm Zone 2A | 1.200000 | Circulation Zone 2A | 13-85 11 11 | 4.680000 | 22.095159 | 100.776846 | 22.540908 | New Construction | 0.000000 | 0.000000
3486 | Level 2 | [11 empty] | 45143 |  | 43205 | OPEN TO BELOW 2AC1-A |  |  |  |  | 89091,89092,89093,89094,89095,89096,89097 | 30C8Tgpln5Khj3mpxiujsF | 1 |  | 2AC1-A |  |  |  | 3486 | [117 empty] | Level: Level 2 |  |  | ELEMENT | [136 empty] | INTERNAL | Occupancy Zone 2A | OPEN TO BELOW | nan(snan) | CeilingCovering | Level: Roof - Main | 2AC1-A | 103552 | Other Transitional Circulation Spaces | Other Transitional Circulation Spaces | 67.412332 | WallCovering | FloorCovering | RoomTag | LoadCapacity | Historic Preservation Zone 2A | Lighting Zone 2A | Ventilation Zone 2A | Fire Alarm Zone 2A | 1.200000 | Circulation Zone 2A | 13-85 31 99 | 4.680000 | 67.412332 | 306.477311 | 37.770491 | New Construction | 0.000000 | 0.000000
3487 | Level 2 | [11 empty] | 45144 |  | 43206 | OPEN TO BELOW 2AC1-B |  |  |  |  | 89098,89099,89100,89101,89102,89103,89104 | 30C8Tgpln5Khj3mpxiujs1 | 1 |  | 2AC1-B |  |  |  | 3487 | [117 empty] | Level: Level 2 |  |  | ELEMENT | [136 empty] | INTERNAL | Occupancy Zone 2A | OPEN TO BELOW | nan(snan) | CeilingCovering | Level: Roof - Main | 2AC1-B | 103552 | Other Transitional Circulation Spaces | Other Transitional Circulation Spaces | 75.806985 | WallCovering | FloorCovering | RoomTag | LoadCapacity | Historic Preservation Zone 2A | Lighting Zone 2A | Ventilation Zone 2A | Fire Alarm Zone 2A | 1.200000 | Circulation Zone 2A | 13-85 31 99 | 4.680000 | 75.806985 | 348.031553 | 35.407005 | New Construction | 0.000000 | 0.000000
3488 | Level 2 | [11 empty] | 45145 |  | 43210 | ROOF 2R01 |  |  |  |  | 89126,89127,89128,89129,89130,89131,89132 | 2VHACsgD1E4Q6$j_TZzvLG | 1 |  | 2R01 |  |  |  | 3488 | [117 empty] | Level: Level 2 |  |  | ELEMENT | [136 empty] | INTERNAL | Occupancy Zone 2R | ROOF | nan(snan) |  | Level: Level 2 | 2R01 | 103552 | Other General Facility Service Spaces | Other General Facility Service Spaces | 52.872802 |  |  | RoomTag |  | Historic Preservation Zone 2R | Lighting Zone 2R | Ventilation Zone 2R | Fire Alarm Zone 2R | 1.200000 | Circulation Zone 2R | 13-81 11 99 | 4.000000 | 52.872802 | 203.630996 | 29.706000 | New Construction | 0.000000 | 4.000000
3489 | Roof - Main | [11 empty] | 45146 |  | 43212 | ROOF 3R02 |  |  |  |  | 89140,89141,89142,89143,89144,89145,89146 | 2VHACsgD1E4Q6$j_TZzvLS | 1 |  | 3R02 |  |  |  | 3489 | [117 empty] | Level: Roof - Main |  |  | ELEMENT | [136 empty] | INTERNAL | Occupancy Zone 3R | ROOF | nan(snan) |  | Level: Roof - Main | 3R02 | 103086 | Other General Facility Service Spaces | Other General Facility Service Spaces | 7.687104 |  |  | RoomTag |  | Historic Preservation Zone 3R | Lighting Zone 3R | Ventilation Zone 3R | Fire Alarm Zone 3R | 1.200000 | Circulation Zone 3R | 13-81 11 99 | 5.200000 | 7.687104 | 39.327882 | 17.368808 | New Construction | -1.200000 | 4.000000
3490 | Roof - Main | [11 empty] | 45147 |  | 43213 | ROOF 3R04 |  |  |  |  | 89147,89148,89149,89150,89151,89152,89153 | 2VHACsgD1E4Q6$j_TZzvLV | 1 |  | 3R04 |  |  |  | 3490 | [117 empty] | Level: Roof - Main |  |  | ELEMENT | [136 empty] | INTERNAL | Occupancy Zone 3R | ROOF | nan(snan) |  | Level: Roof - Main | 3R04 | 103086 | Other General Facility Service Spaces | Other General Facility Service Spaces | 2.839727 |  |  | RoomTag |  | Historic Preservation Zone 3R | Lighting Zone 3R | Ventilation Zone 3R | Fire Alarm Zone 3R | 1.200000 | Circulation Zone 3R | 13-81 11 99 | 5.200000 | 2.839727 | 14.121844 | 7.398247 | New Construction | -1.200000 | 4.000000
3491 | Roof - Main | [11 empty] | 45148 |  | 43214 | ROOF 3R03 |  |  |  |  | 89154,89155,89156,89157,89158,89159,89160 | 2VHACsgD1E4Q6$j_TZzvLU | 1 |  | 3R03 |  |  |  | 3491 | [117 empty] | Level: Roof - Main |  |  | ELEMENT | [136 empty] | INTERNAL | Occupancy Zone 3R | ROOF | nan(snan) |  | Level: Roof - Main | 3R03 | 103086 | Other General Facility Service Spaces | Other General Facility Service Spaces | 58.021543 |  |  | RoomTag |  | Historic Preservation Zone 3R | Lighting Zone 3R | Ventilation Zone 3R | Fire Alarm Zone 3R | 1.200000 | Circulation Zone 3R | 13-81 11 99 | 6.486879 | 58.021543 | 374.942983 | 30.288704 | New Construction | -2.486879 | 4.000000
1290 | 2D05 |  | 1061086 | New Construction | N/A | [5 empty] | 103496 |  | 47229 |  | 53861 |  |  | 380 L | 0 |  | 90230,90231,90239,90240,90248,102650,102651,102652,102653,102654,102655,102918 | 1C7ufxVL54OQXhLl9juIzL | 1 |  | M_Water Heater:380 L:380 L:1061086 |  |  | N/A | 1290 | N/A |  | N/A | N/A | N/A | N/A | N/A |  |  | N/A | Level : Level 2 | [9 empty] | 48437.596875 | [9 empty] | 2238.893367 | N/A | UNSET | N/A | N/A | TRUE | N/A | 0 | N/A | 0 | 0 | 0 | 0 | 0 | UNSET | N/A | N/A | FIXED | N/A | Storage Water Heaters | UNSET | N/A |  | N/A | N/A | N/A | 0 | L1 | 0 | N/A | N/A | N/A | 0 | [16 empty] | N/A |  |  |  | 23.65.35.11.11 | [7 empty] | Appliance - Dwelling Unit |  | MS2 | 6 | [6 empty] | 0.000000 | W.H. | [14 empty] | Level: Level 2 | [56 empty] | 2 | [15 empty] | Domestic Cold Water,Domestic Hot Water,Sanitary,Exhaust Air,Power |  | Domestic Cold Water 1,Domestic Hot Water 1,Sanitary 1,Mechanical Exhaust Air 1 | [93 empty] | 0.104987 | 0.049213 | 0.024606 | 0.164042 | 0.337000 | 0.104987 | 0.052493 | 0.328084 | 1.696000 | 0.052493