## Sheet1
| Parent | Width | Material | Grade | Tag | Phase Created | AccessibilityPerformance | Moves With Nearby Elements | WarrantyGuarantorParts | AssetAccountingType | CodePerformance | Height | ContainedInStructure | Label | Level | ObjectPlacement | Representation | ObjectType | Size | HasAssociations | IsDefinedBy | RatedCurrent | GlobalId | Color | OwnerHistory | SustainabilityPerformance | Name | Description | InstallationDate | ODAUniqueID | WarrantyGuarantorLabor | Status | Host | TagNumber | Features | AssetIdentifier | WarrantyStartDate | BarCode | SerialNumber | Constituents | Mark | NumberOfPoles | HasProtectiveEarth | NominalFrequencyRange | RatedVoltage | NominalWidth | WarrantyDurationLabor | ModelLabel | WarrantyDescription | ProductionYear | Shape | ModelReference | IP_Code | ReplacementCost | OmniClass Title | Finish | WarrantyDurationParts | Depth | ConductorFunction | NominalLength | PowerFactor | InsulationStandardClass | ExpectedLife | NominalHeight | OmniClass Number | Model | Manufacturer | FixtureHeight | Light Loss Factor | MaximumPlenumSensibleLoad | Dimming Lamp Color Temperature Shift | Light Source Definition (family) | Reference | Initial Intensity | BackupSupplySystem | Color Filter | SelfTestFunction | Calculate Coefficient of Utilization | SecurityLightingType | PictogramEscapeDirection | Electrical Data | Ballast Number of Poles | Addressability | Circuit Number | Panel | SensibleLoadToRadiant | Elevation | Shade Material | Initial Color | LightFixtureMountingType | NumberOfSources | TotalWattage | MaintenanceFactor | LightFixturePlacingType | MaximumSpaceSensibleLoad | Assembly Code | Radius | Light Source Symbol Size | Load Classification | Ballast Voltage | Lamp | Assembly Description | Default Elevation | Apparent Load | Ceiling Mount Material | Drop From Ceiling | Pendant Material | Offset | IsPluggableOutlet | Load | Switch Voltage | Range Material | Burner Material | Schedule Level | Panel Name | HalfHeight | IsSkilledOperator | IsMain | Standoff | HalfWidth | Max #1 Pole Breakers | HVAC Demand Factor | Distribution System | Heating Connected | Total Estimated Demand Current | Mains | Lighting - Dwelling Unit Connected Current | Lighting - Dwelling Unit Demand Factor | Apparent Load Phase A | Total Estimated Demand | Receptacle Demand Factor | Total Connected | Heating Demand Factor | HVAC Estimated Demand | Appliance - Dwelling Unit Demand Factor | Heating Estimated Demand | Circuit Naming | HVAC Connected | Number of Wires | Number of Phases | Appliance - Dwelling Unit Estimated Demand | Lighting - Dwelling Unit Connected | Total Connected Current | Receptacle Estimated Demand | Heating Connected Current | HVAC Connected Current | Other Estimated Demand Current | Lighting - Dwelling Unit Estimated Demand | 24 Circuit Height | Current Phase C | Appliance - Dwelling Unit Connected Current | Current Phase B | Current Phase A | Total Demand Factor | Receptacle Connected | Lighting - Dwelling Unit Estimated Demand Current | Receptacle Connected Current | Heating Estimated Demand Current | Appliance - Dwelling Unit Estimated Demand Current | Apparent Load Phase B | Other Connected | Receptacle Estimated Demand Current | Apparent Load Phase C | Other Estimated Demand | HVAC Estimated Demand Current | Appliance - Dwelling Unit Connected | Other Connected Current | Enclosure | Mounting | 30 Circuit Height | 42 Circuit Height | 12 Circuit Height | Head Depth | Head Radius | Base Radius | Base Depth | Head Small Radius | ControlElementId | Length | Projection | CompositionType | System Name | Gas Radius | Vent Radius | Electrical Box Height | Exhaust Air Flow | Boiler Radius | Water Flow | System Classification | Water Pressure Drop | Exhaust Air Pressure Drop | Gas Flow | Input Heat | Output Heat | Vent Box Radius | Boiler Top Radius | Radius 1 | Vent Box Diameter | Number of Poles | Voltage | Hot Water Diameter | Cold Water Diameter | Vent Diameter | Boiler Diameter | Gas Diameter | Hot Water Radius | Electrical Box Width | Boiler Height | Boiler Top Diameter | Cold Water Radius | Vent Box Height | Electrical Box Length | Outside Radius 1 | Outside Radius 2 | Outside Radius 4 | RPM | Length 1 | Length 2 | Length 3 | Length 4 | Radius 2 | Radius 3 | Suction Outside Diameter | Flange Radius | Housing Width | Outside Diameter 1 | Outside Diameter 2 | Outside Diameter 4 | Suction Outside Radius | Flange Height | Discharge Nominal Radius | Suction Nominal Radius | Flange Diameter | Discharge Nominal Diameter | Suction Nominal Diameter | External Static Presure | Half Exhaust Inlet Height | Air Flow | Base Width | Fan Height | Diameter 1 | Diameter 2 | Half Outlet Radius | Fan Diameter | Overall Height | Outlet Height | Outlet Width | Fan Radius | Cap Diameter | Cap Radius
22851 | Level 1 | 2.788714 | Metal - Paint Finish - Ivory, Matte | N/A | 575374 | New Construction | N/A | F | N/A | FIXED | N/A | 6.003937 | 50926 | REF. | Level: Level 1 | 22850 | 22845 | 850 x 760mm | N/A | 51025 | 22911,22915,22919,22923,22927,51059,51107,51109 | 15 | 1K7eM1Qof1dOc9$mY9I4Ci | N/A | 61 | N/A | M_Refrigerator:850 x 760mm:850 x 760mm:575374 |  | N/A | 22851 | N/A | N/A | Level : Level 1 | N/A | N/A | N/A | N/A | N/A | N/A | N/A | 1 | 1 | TRUE | 60 | 120 | N/A | N/A | N/A | N/A | N/A | N/A | ED5LHAXWQ | 52 | N/A | Refrigerators | N/A | N/A | 2.493438 | L3 | N/A | 0.70 | NOTKNOWN | N/A | N/A | 23.40.40.11.11.11 | ED5LHAXWQ | SAMSUNG
22965 | Level 1 | 2.788714 | Metal - Paint Finish - Ivory, Matte | N/A | 575375 | New Construction | N/A | F | N/A | FIXED | N/A | 6.003937 | 50926 | REF. | Level: Level 1 | 22964 | 22959 | 850 x 760mm | N/A | 51027 | 22977,22981,22985,22989,22993,51059,51107,51109 | 15 | 1K7eM1Qof1dOc9$mY9I4Cj | N/A | 61 | N/A | M_Refrigerator:850 x 760mm:850 x 760mm:575375 |  | N/A | 22965 | N/A | N/A | Level : Level 1 | N/A | N/A | N/A | N/A | N/A | N/A | N/A | 2 | 1 | TRUE | 60 | 120 | N/A | N/A | N/A | N/A | N/A | N/A | ED5LHAXWQ | 52 | N/A | Refrigerators | N/A | N/A | 2.493438 | L3 | N/A | 0.70 | NOTKNOWN | N/A | N/A | 23.40.40.11.11.11 | ED5LHAXWQ | SAMSUNG
29003 | Level 1 |  | N/A | N/A | 575376 | New Construction | N/A |  | N/A | FIXED | N/A |  | 50926 |  |  | 29002 | 28997 | 100W - 120V | N/A | 51029 | 29090,29094,29098,29102,29106,29110,29114,29118,51061,51111,51113,51115,51117,51119,51121,51123,51125 | 20 | 1K7eM1Qof1dOc9$mY9I4Co | N/A | 61 | N/A | M_Sconce Light - Sphere:100W - 120V:100W - 120V:575376 |  | N/A | 29003 | N/A | NEW | Orphaned | N/A | N/A | N/A | N/A | N/A | N/A | N/A | 5 | 1 | TRUE | 60 | 120 | N/A | N/A | N/A | N/A | N/A | N/A | N/A | 54 | N/A | General Luminaries, Non Directional | N/A | N/A |  | L1 | N/A | 0.28 | NOTKNOWN | N/A | N/A | 23.80.70.11.11 | Y32012-42 | Hampton Bay | 0 | 0 | 0 | 0 | Point+HemiSpherical | Type A | 0 | UNSET | 16777215 | NONE | F | OTHER | UNSET | 120 V/1-100 VA | 1 | UNSET | 2 | Unit A Panelboard | 0 | 0.000000 | Glass - Frosted | 0 | OTHER | 1 | 100 | 3 | WALL | 0 | D5020220 | 0.656168 | 0.656168 | Lighting - Dwelling Unit | 1291.669250 | R-30 | Lighting - Incandescent | 6.233596 | 1076.391042
29154 | Level 1 |  | N/A | N/A | 575378 | New Construction | N/A |  | N/A | FIXED | N/A |  | 50926 |  |  | 29153 | 29148 | 100W - 120V | N/A | 51029 | 29176,29180,29184,29188,29192,29196,29200,29204,51061,51111,51113,51115,51117,51119,51121,51123,51125 | 20 | 1K7eM1Qof1dOc9$mY9I4Cm | N/A | 61 | N/A | M_Sconce Light - Sphere:100W - 120V:100W - 120V:575378 |  | N/A | 29154 | N/A | NEW | Orphaned | N/A | N/A | N/A | N/A | N/A | N/A | N/A | 6 | 1 | TRUE | 60 | 120 | N/A | N/A | N/A | N/A | N/A | N/A | N/A | 54 | N/A | General Luminaries, Non Directional | N/A | N/A |  | L1 | N/A | 0.28 | NOTKNOWN | N/A | N/A | 23.80.70.11.11 | Y32012-42 | Hampton Bay | 0 | 0 | 0 | 0 | Point+HemiSpherical | Type A | 0 | UNSET | 16777215 | NONE | F | OTHER | UNSET | 120 V/1-100 VA | 1 | UNSET | 4 | Unit B Panelboard | 0 | 0.000000 | Glass - Frosted | 0 | OTHER | 1 | 100 | 3 | WALL | 0 | D5020220 | 0.656168 | 0.656168 | Lighting - Dwelling Unit | 1291.669250 | R-30 | Lighting - Incandescent | 6.233596 | 1076.391042
32973 | Level 1 |  | N/A | N/A | 575380 | New Construction | N/A |  | N/A | FIXED | N/A |  | 50926 |  |  | 32972 | 32967 | 150W - 120V | N/A | 51031 | 33053,33057,33061,33065,33069,33073,33077,33081,51063,51127,51129,51131,51133,51135,51137,51139,51141 | 20 | 1K7eM1Qof1dOc9$mY9I4Cs | N/A | 61 | N/A | M_Pendant Light - Hemisphere:150W - 120V:150W - 120V:575380 |  | N/A | 32973 | N/A | NEW | Orphaned | N/A | N/A | N/A | N/A | N/A | N/A | N/A | 7 | 1 | TRUE | 60 | 120 | N/A | N/A | N/A | N/A | N/A | N/A | 5601 | 54 | N/A | General Luminaries, Non Directional | N/A | N/A |  | L1 | N/A | 0.28 | NOTKNOWN | N/A | N/A | 23.80.70.11.11 | 5601 | Kandelite Co. | 0 | 0 | 0 | 0 | Point+Spherical | Type B | 0 | UNSET | 16777215 | NONE | F | OTHER | UNSET | 120 V/1-150 VA | 1 | UNSET | 4 | Unit A Panelboard | 0 | 0.000000 |  | 0 | SUSPENDED | 1 | 60 | 3 | CEILING | 0 | D5020220 |  | 0.246063 | Lighting - Dwelling Unit | 1291.669250 | A-21 | Lighting - Incandescent | 3.937008 | 1614.586563 | Metal - Chrome | 2.214567 | Glass - Frosted
33110 | Level 1 |  | N/A | N/A | 575382 | New Construction | N/A |  | N/A | FIXED | N/A |  | 50926 |  |  | 33109 | 33104 | 150W - 120V | N/A | 51033 | 33132,33136,33140,33144,33148,33152,33156,33160,51063,51127,51129,51131,51133,51135,51137,51139,51141 | 20 | 1K7eM1Qof1dOc9$mY9I4Cq | N/A | 61 | N/A | M_Pendant Light - Hemisphere:150W - 120V:150W - 120V:575382 |  | N/A | 33110 | N/A | NEW | Orphaned | N/A | N/A | N/A | N/A | N/A | N/A | N/A | 8 | 1 | TRUE | 60 | 120 | N/A | N/A | N/A | N/A | N/A | N/A | 5601 | 54 | N/A | General Luminaries, Non Directional | N/A | N/A |  | L1 | N/A | 0.28 | NOTKNOWN | N/A | N/A | 23.80.70.11.11 | 5601 | Kandelite Co. | 0 | 0 | 0 | 0 | Point+Spherical | Type B | 0 | UNSET | 16777215 | NONE | F | OTHER | UNSET | 120 V/1-150 VA | 1 | UNSET | 1 | Unit B Panelboard | 0 | 0.000000 |  | 0 | SUSPENDED | 1 | 60 | 3 | CEILING | 0 | D5020220 |  | 0.246063 | Lighting - Dwelling Unit | 1291.669250 | A-21 | Lighting - Incandescent | 3.937008 | 1614.586563 | Metal - Chrome | 2.214567 | Glass - Frosted
34958 | Level 1 |  | N/A | N/A | 575441 | New Construction | N/A |  | N/A | FIXED | N/A |  | 50926 |  |  | 34957 | 34952 | Duplex Receptacle | N/A |  | 34975,34979,34983,34987,34991,34995,34999,51067,51153,51155,51157,51159 | 15 | 1K7eM1Qof1dOc9$mY9I4Dp | N/A | 61 | N/A | M_Duplex Receptacle:Duplex Receptacle:Duplex Receptacle:575441 |  | N/A | 34958 | N/A | NEW | Orphaned | N/A | N/A | N/A | N/A | N/A | N/A | N/A | 35 | 1 | TRUE | 60 | 125 | N/A | N/A | N/A | N/A | N/A | N/A | 5262BLK | 52 | N/A | Ground Fault Receptacles | N/A | N/A |  | L1 | N/A | 0.80 | NOTKNOWN | N/A | N/A | 23.80.50.11.17 | 5262BLK | Legrand; Pass & Seymour | [5 empty] | Type D | [7 empty] | 120 V/1-180 VA |  |  | 2 | Unit B Panelboard |  | 0.000000 | [11 empty] | Receptacle |  |  |  | 1.509186 |  |  |  |  | 0.000000 | TRUE | 1937.503875 | 1291.669250
35010 | Level 1 |  | N/A | N/A | 575442 | New Construction | N/A |  | N/A | FIXED | N/A |  | 50926 |  |  | 35009 | 35004 | Duplex Receptacle | N/A |  | 35027,35031,35035,35039,35043,35047,35051,51067,51153,51155,51157,51159 | 15 | 1K7eM1Qof1dOc9$mY9I4Dm | N/A | 61 | N/A | M_Duplex Receptacle:Duplex Receptacle:Duplex Receptacle:575442 |  | N/A | 35010 | N/A | NEW | Orphaned | N/A | N/A | N/A | N/A | N/A | N/A | N/A | 36 | 1 | TRUE | 60 | 125 | N/A | N/A | N/A | N/A | N/A | N/A | 5262BLK | 52 | N/A | Ground Fault Receptacles | N/A | N/A |  | L1 | N/A | 0.80 | NOTKNOWN | N/A | N/A | 23.80.50.11.17 | 5262BLK | Legrand; Pass & Seymour | [5 empty] | Type D | [7 empty] | 120 V/1-180 VA |  |  | 1 | Unit B Panelboard |  | 0.000000 | [11 empty] | Receptacle |  |  |  | 1.509186 |  |  |  |  | 0.000000 | TRUE | 1937.503875 | 1291.669250
35062 | Level 1 |  | N/A | N/A | 575444 | New Construction | N/A |  | N/A | FIXED | N/A |  | 50926 |  |  | 35061 | 35056 | Duplex Receptacle | N/A |  | 35079,35083,35087,35091,35095,35099,35103,51067,51153,51155,51157,51159 | 15 | 1K7eM1Qof1dOc9$mY9I4Ds | N/A | 61 | N/A | M_Duplex Receptacle:Duplex Receptacle:Duplex Receptacle:575444 |  | N/A | 35062 | N/A | NEW | Orphaned | N/A | N/A | N/A | N/A | N/A | N/A | N/A | 37 | 1 | TRUE | 60 | 125 | N/A | N/A | N/A | N/A | N/A | N/A | 5262BLK | 52 | N/A | Ground Fault Receptacles | N/A | N/A |  | L1 | N/A | 0.80 | NOTKNOWN | N/A | N/A | 23.80.50.11.17 | 5262BLK | Legrand; Pass & Seymour | [5 empty] | Type D | [7 empty] | 120 V/1-180 VA |  |  | 1 | Unit B Panelboard |  | 0.000000 | [11 empty] | Receptacle |  |  |  | 1.509186 |  |  |  |  | 0.000000 | TRUE | 1937.503875 | 1291.669250
35114 | Level 1 |  | N/A | N/A | 575445 | New Construction | N/A |  | N/A | FIXED | N/A |  | 50926 |  |  | 35113 | 35108 | Duplex Receptacle | N/A |  | 35131,35135,35139,35143,35147,35151,35155,51067,51153,51155,51157,51159 | 15 | 1K7eM1Qof1dOc9$mY9I4Dt | N/A | 61 | N/A | M_Duplex Receptacle:Duplex Receptacle:Duplex Receptacle:575445 |  | N/A | 35114 | N/A | NEW | Orphaned | N/A | N/A | N/A | N/A | N/A | N/A | N/A | 38 | 1 | TRUE | 60 | 125 | N/A | N/A | N/A | N/A | N/A | N/A | 5262BLK | 52 | N/A | Ground Fault Receptacles | N/A | N/A |  | L1 | N/A | 0.80 | NOTKNOWN | N/A | N/A | 23.80.50.11.17 | 5262BLK | Legrand; Pass & Seymour | [5 empty] | Type D | [7 empty] | 120 V/1-180 VA |  |  | 1 | Unit B Panelboard |  | 0.000000 | [11 empty] | Receptacle |  |  |  | 1.509186 |  |  |  |  | 0.000000 | TRUE | 1937.503875 | 1291.669250
35166 | Level 1 |  | N/A | N/A | 575446 | New Construction | N/A |  | N/A | FIXED | N/A |  | 50926 |  |  | 35165 | 35160 | Duplex Receptacle | N/A |  | 35183,35187,35191,35195,35199,35203,35207,51067,51153,51155,51157,51159 | 15 | 1K7eM1Qof1dOc9$mY9I4Dq | N/A | 61 | N/A | M_Duplex Receptacle:Duplex Receptacle:Duplex Receptacle:575446 |  | N/A | 35166 | N/A | NEW | Orphaned | N/A | N/A | N/A | N/A | N/A | N/A | N/A | 39 | 1 | TRUE | 60 | 125 | N/A | N/A | N/A | N/A | N/A | N/A | 5262BLK | 52 | N/A | Ground Fault Receptacles | N/A | N/A |  | L1 | N/A | 0.80 | NOTKNOWN | N/A | N/A | 23.80.50.11.17 | 5262BLK | Legrand; Pass & Seymour | [5 empty] | Type D | [7 empty] | 120 V/1-180 VA |  |  | 4 | Unit B Panelboard |  | 0.000000 | [11 empty] | Receptacle |  |  |  | 1.509186 |  |  |  |  | 0.000000 | TRUE | 1937.503875 | 1291.669250
35218 | Level 1 |  | N/A | N/A | 575448 | New Construction | N/A |  | N/A | FIXED | N/A |  | 50926 |  |  | 35217 | 35212 | Duplex Receptacle | N/A |  | 35235,35239,35243,35247,35251,35255,35259,51067,51153,51155,51157,51159 | 15 | 1K7eM1Qof1dOc9$mY9I4Dw | N/A | 61 | N/A | M_Duplex Receptacle:Duplex Receptacle:Duplex Receptacle:575448 |  | N/A | 35218 | N/A | NEW | Orphaned | N/A | N/A | N/A | N/A | N/A | N/A | N/A | 40 | 1 | TRUE | 60 | 125 | N/A | N/A | N/A | N/A | N/A | N/A | 5262BLK | 52 | N/A | Ground Fault Receptacles | N/A | N/A |  | L1 | N/A | 0.80 | NOTKNOWN | N/A | N/A | 23.80.50.11.17 | 5262BLK | Legrand; Pass & Seymour | [5 empty] | Type D | [7 empty] | 120 V/1-180 VA |  |  | 4 | Unit B Panelboard |  | 0.000000 | [11 empty] | Receptacle |  |  |  | 1.509186 |  |  |  |  | 0.000000 | TRUE | 1937.503875 | 1291.669250
35270 | Level 1 |  | N/A | N/A | 575449 | New Construction | N/A |  | N/A | FIXED | N/A |  | 50926 |  |  | 35269 | 35264 | Duplex Receptacle | N/A |  | 35287,35291,35295,35299,35303,35307,35311,51067,51153,51155,51157,51159 | 15 | 1K7eM1Qof1dOc9$mY9I4Dx | N/A | 61 | N/A | M_Duplex Receptacle:Duplex Receptacle:Duplex Receptacle:575449 |  | N/A | 35270 | N/A | NEW | Orphaned | N/A | N/A | N/A | N/A | N/A | N/A | N/A | 41 | 1 | TRUE | 60 | 125 | N/A | N/A | N/A | N/A | N/A | N/A | 5262BLK | 52 | N/A | Ground Fault Receptacles | N/A | N/A |  | L1 | N/A | 0.80 | NOTKNOWN | N/A | N/A | 23.80.50.11.17 | 5262BLK | Legrand; Pass & Seymour | [5 empty] | Type D | [7 empty] | 120 V/1-180 VA |  |  | 3 | Unit B Panelboard |  | 0.000000 | [11 empty] | Receptacle |  |  |  | 1.509186 |  |  |  |  | 0.000000 | TRUE | 1937.503875 | 1291.669250
35322 | Level 1 |  | N/A | N/A | 575451 | New Construction | N/A |  | N/A | FIXED | N/A |  | 50926 |  |  | 35321 | 35316 | Duplex Receptacle | N/A |  | 35339,35343,35347,35351,35355,35359,35363,51067,51153,51155,51157,51159 | 15 | 1K7eM1Qof1dOc9$mY9I4Dv | N/A | 61 | N/A | M_Duplex Receptacle:Duplex Receptacle:Duplex Receptacle:575451 |  | N/A | 35322 | N/A | NEW | Orphaned | N/A | N/A | N/A | N/A | N/A | N/A | N/A | 43 | 1 | TRUE | 60 | 125 | N/A | N/A | N/A | N/A | N/A | N/A | 5262BLK | 52 | N/A | Ground Fault Receptacles | N/A | N/A |  | L1 | N/A | 0.80 | NOTKNOWN | N/A | N/A | 23.80.50.11.17 | 5262BLK | Legrand; Pass & Seymour | [5 empty] | Type D | [7 empty] | 120 V/1-180 VA |  |  | 3 | Unit B Panelboard |  | 0.000000 | [11 empty] | Receptacle |  |  |  | 1.509186 |  |  |  |  | 0.000000 | TRUE | 1937.503875 | 1291.669250
35374 | Level 1 |  | N/A | N/A | 575454 | New Construction | N/A |  | N/A | FIXED | N/A |  | 50926 |  |  | 35373 | 35368 | Duplex Receptacle | N/A |  | 35391,35395,35399,35403,35407,35411,35415,51067,51153,51155,51157,51159 | 15 | 1K7eM1Qof1dOc9$mY9I4Dy | N/A | 61 | N/A | M_Duplex Receptacle:Duplex Receptacle:Duplex Receptacle:575454 |  | N/A | 35374 | N/A | NEW | Orphaned | N/A | N/A | N/A | N/A | N/A | N/A | N/A | 45 | 1 | TRUE | 60 | 125 | N/A | N/A | N/A | N/A | N/A | N/A | 5262BLK | 52 | N/A | Ground Fault Receptacles | N/A | N/A |  | L1 | N/A | 0.80 | NOTKNOWN | N/A | N/A | 23.80.50.11.17 | 5262BLK | Legrand; Pass & Seymour | [5 empty] | Type D | [7 empty] | 120 V/1-180 VA |  |  | 1 | Unit A Panelboard |  | 0.000000 | [11 empty] | Receptacle |  |  |  | 1.509186 |  |  |  |  | 0.000000 | TRUE | 1937.503875 | 1291.669250
35426 | Level 1 |  | N/A | N/A | 575456 | New Construction | N/A |  | N/A | FIXED | N/A |  | 50926 |  |  | 35425 | 35420 | Duplex Receptacle | N/A |  | 35443,35447,35451,35455,35459,35463,35467,51067,51153,51155,51157,51159 | 15 | 1K7eM1Qof1dOc9$mY9I4D2 | N/A | 61 | N/A | M_Duplex Receptacle:Duplex Receptacle:Duplex Receptacle:575456 |  | N/A | 35426 | N/A | NEW | Orphaned | N/A | N/A | N/A | N/A | N/A | N/A | N/A | 47 | 1 | TRUE | 60 | 125 | N/A | N/A | N/A | N/A | N/A | N/A | 5262BLK | 52 | N/A | Ground Fault Receptacles | N/A | N/A |  | L1 | N/A | 0.80 | NOTKNOWN | N/A | N/A | 23.80.50.11.17 | 5262BLK | Legrand; Pass & Seymour | [5 empty] | Type D | [7 empty] | 120 V/1-180 VA |  |  | 1 | Unit A Panelboard |  | 0.000000 | [11 empty] | Receptacle |  |  |  | 1.509186 |  |  |  |  | 0.000000 | TRUE | 1937.503875 | 1291.669250
35478 | Level 1 |  | N/A | N/A | 575460 | New Construction | N/A |  | N/A | FIXED | N/A |  | 50926 |  |  | 35477 | 35472 | Duplex Receptacle | N/A |  | 35495,35499,35503,35507,35511,35515,35519,51067,51153,51155,51157,51159 | 15 | 1K7eM1Qof1dOc9$mY9I4D6 | N/A | 61 | N/A | M_Duplex Receptacle:Duplex Receptacle:Duplex Receptacle:575460 |  | N/A | 35478 | N/A | NEW | Orphaned | N/A | N/A | N/A | N/A | N/A | N/A | N/A | 49 | 1 | TRUE | 60 | 125 | N/A | N/A | N/A | N/A | N/A | N/A | 5262BLK | 52 | N/A | Ground Fault Receptacles | N/A | N/A |  | L1 | N/A | 0.80 | NOTKNOWN | N/A | N/A | 23.80.50.11.17 | 5262BLK | Legrand; Pass & Seymour | [5 empty] | Type D | [7 empty] | 120 V/1-180 VA |  |  | 2 | Unit B Panelboard |  | 0.000000 | [11 empty] | Receptacle |  |  |  | 1.509186 |  |  |  |  | 0.000000 | TRUE | 1937.503875 | 1291.669250
35530 | Level 1 |  | N/A | N/A | 575462 | New Construction | N/A |  | N/A | FIXED | N/A |  | 50926 |  |  | 35529 | 35524 | Duplex Receptacle | N/A |  | 35547,35551,35555,35559,35563,35567,35571,51067,51153,51155,51157,51159 | 15 | 1K7eM1Qof1dOc9$mY9I4D4 | N/A | 61 | N/A | M_Duplex Receptacle:Duplex Receptacle:Duplex Receptacle:575462 |  | N/A | 35530 | N/A | NEW | Orphaned | N/A | N/A | N/A | N/A | N/A | N/A | N/A | 50 | 1 | TRUE | 60 | 125 | N/A | N/A | N/A | N/A | N/A | N/A | 5262BLK | 52 | N/A | Ground Fault Receptacles | N/A | N/A |  | L1 | N/A | 0.80 | NOTKNOWN | N/A | N/A | 23.80.50.11.17 | 5262BLK | Legrand; Pass & Seymour | [5 empty] | Type D | [7 empty] | 120 V/1-180 VA |  |  | 2 | Unit B Panelboard |  | 0.000000 | [11 empty] | Receptacle |  |  |  | 1.509186 |  |  |  |  | 0.000000 | TRUE | 1937.503875 | 1291.669250
35582 | Level 1 |  | N/A | N/A | 575464 | New Construction | N/A |  | N/A | FIXED | N/A |  | 50926 |  |  | 35581 | 35576 | Duplex Receptacle | N/A |  | 35599,35603,35607,35611,35615,35619,35623,51067,51153,51155,51157,51159 | 15 | 1K7eM1Qof1dOc9$mY9I4DA | N/A | 61 | N/A | M_Duplex Receptacle:Duplex Receptacle:Duplex Receptacle:575464 |  | N/A | 35582 | N/A | NEW | Orphaned | N/A | N/A | N/A | N/A | N/A | N/A | N/A | 51 | 1 | TRUE | 60 | 125 | N/A | N/A | N/A | N/A | N/A | N/A | 5262BLK | 52 | N/A | Ground Fault Receptacles | N/A | N/A |  | L1 | N/A | 0.80 | NOTKNOWN | N/A | N/A | 23.80.50.11.17 | 5262BLK | Legrand; Pass & Seymour | [5 empty] | Type D | [7 empty] | 120 V/1-180 VA |  |  | 3 | Unit A Panelboard |  | 0.000000 | [11 empty] | Receptacle |  |  |  | 1.509186 |  |  |  |  | 0.000000 | TRUE | 1937.503875 | 1291.669250
35634 | Level 1 |  | N/A | N/A | 575466 | New Construction | N/A |  | N/A | FIXED | N/A |  | 50926 |  |  | 35633 | 35628 | Duplex Receptacle | N/A |  | 35651,35655,35659,35663,35667,35671,35675,51067,51153,51155,51157,51159 | 15 | 1K7eM1Qof1dOc9$mY9I4D8 | N/A | 61 | N/A | M_Duplex Receptacle:Duplex Receptacle:Duplex Receptacle:575466 |  | N/A | 35634 | N/A | NEW | Orphaned | N/A | N/A | N/A | N/A | N/A | N/A | N/A | 52 | 1 | TRUE | 60 | 125 | N/A | N/A | N/A | N/A | N/A | N/A | 5262BLK | 52 | N/A | Ground Fault Receptacles | N/A | N/A |  | L1 | N/A | 0.80 | NOTKNOWN | N/A | N/A | 23.80.50.11.17 | 5262BLK | Legrand; Pass & Seymour | [5 empty] | Type D | [7 empty] | 120 V/1-180 VA |  |  | 3 | Unit A Panelboard |  | 0.000000 | [11 empty] | Receptacle |  |  |  | 1.509186 |  |  |  |  | 0.000000 | TRUE | 1937.503875 | 1291.669250
35686 | Level 1 |  | N/A | N/A | 575468 | New Construction | N/A |  | N/A | FIXED | N/A |  | 50926 |  |  | 35685 | 35680 | Duplex Receptacle | N/A |  | 35703,35707,35711,35715,35719,35723,35727,51067,51153,51155,51157,51159 | 15 | 1K7eM1Qof1dOc9$mY9I4DE | N/A | 61 | N/A | M_Duplex Receptacle:Duplex Receptacle:Duplex Receptacle:575468 |  | N/A | 35686 | N/A | NEW | Orphaned | N/A | N/A | N/A | N/A | N/A | N/A | N/A | 53 | 1 | TRUE | 60 | 125 | N/A | N/A | N/A | N/A | N/A | N/A | 5262BLK | 52 | N/A | Ground Fault Receptacles | N/A | N/A |  | L1 | N/A | 0.80 | NOTKNOWN | N/A | N/A | 23.80.50.11.17 | 5262BLK | Legrand; Pass & Seymour | [5 empty] | Type D | [7 empty] | 120 V/1-180 VA |  |  | 3 | Unit A Panelboard |  | 0.000000 | [11 empty] | Receptacle |  |  |  | 1.509186 |  |  |  |  | 0.000000 | TRUE | 1937.503875 | 1291.669250
35738 | Level 1 |  | N/A | N/A | 575469 | New Construction | N/A |  | N/A | FIXED | N/A |  | 50926 |  |  | 35737 | 35732 | Duplex Receptacle | N/A |  | 35755,35759,35763,35767,35771,35775,35779,51067,51153,51155,51157,51159 | 15 | 1K7eM1Qof1dOc9$mY9I4DF | N/A | 61 | N/A | M_Duplex Receptacle:Duplex Receptacle:Duplex Receptacle:575469 |  | N/A | 35738 | N/A | NEW | Orphaned | N/A | N/A | N/A | N/A | N/A | N/A | N/A | 54 | 1 | TRUE | 60 | 125 | N/A | N/A | N/A | N/A | N/A | N/A | 5262BLK | 52 | N/A | Ground Fault Receptacles | N/A | N/A |  | L1 | N/A | 0.80 | NOTKNOWN | N/A | N/A | 23.80.50.11.17 | 5262BLK | Legrand; Pass & Seymour | [5 empty] | Type D | [7 empty] | 120 V/1-180 VA |  |  | 4 | Unit A Panelboard |  | 0.000000 | [11 empty] | Receptacle |  |  |  | 1.509186 |  |  |  |  | 0.000000 | TRUE | 1937.503875 | 1291.669250
35790 | Level 1 |  | N/A | N/A | 575470 | New Construction | N/A |  | N/A | FIXED | N/A |  | 50926 |  |  | 35789 | 35784 | Duplex Receptacle | N/A |  | 35807,35811,35815,35819,35823,35827,35831,51067,51153,51155,51157,51159 | 15 | 1K7eM1Qof1dOc9$mY9I4DC | N/A | 61 | N/A | M_Duplex Receptacle:Duplex Receptacle:Duplex Receptacle:575470 |  | N/A | 35790 | N/A | NEW | Orphaned | N/A | N/A | N/A | N/A | N/A | N/A | N/A | 55 | 1 | TRUE | 60 | 125 | N/A | N/A | N/A | N/A | N/A | N/A | 5262BLK | 52 | N/A | Ground Fault Receptacles | N/A | N/A |  | L1 | N/A | 0.80 | NOTKNOWN | N/A | N/A | 23.80.50.11.17 | 5262BLK | Legrand; Pass & Seymour | [5 empty] | Type D | [7 empty] | 120 V/1-180 VA |  |  | 4 | Unit A Panelboard |  | 0.000000 | [11 empty] | Receptacle |  |  |  | 1.509186 |  |  |  |  | 0.000000 | TRUE | 1937.503875 | 1291.669250
35842 | Level 1 |  | N/A | N/A | 575471 | New Construction | N/A |  | N/A | FIXED | N/A |  | 50926 |  |  | 35841 | 35836 | Duplex Receptacle | N/A |  | 35859,35863,35867,35871,35875,35879,35883,51067,51153,51155,51157,51159 | 15 | 1K7eM1Qof1dOc9$mY9I4DD | N/A | 61 | N/A | M_Duplex Receptacle:Duplex Receptacle:Duplex Receptacle:575471 |  | N/A | 35842 | N/A | NEW | Orphaned | N/A | N/A | N/A | N/A | N/A | N/A | N/A | 56 | 1 | TRUE | 60 | 125 | N/A | N/A | N/A | N/A | N/A | N/A | 5262BLK | 52 | N/A | Ground Fault Receptacles | N/A | N/A |  | L1 | N/A | 0.80 | NOTKNOWN | N/A | N/A | 23.80.50.11.17 | 5262BLK | Legrand; Pass & Seymour | [5 empty] | Type D | [7 empty] | 120 V/1-180 VA |  |  | 4 | Unit A Panelboard |  | 0.000000 | [11 empty] | Receptacle |  |  |  | 1.509186 |  |  |  |  | 0.000000 | TRUE | 1937.503875 | 1291.669250
35894 | Level 1 |  | N/A | N/A | 575473 | New Construction | N/A |  | N/A | FIXED | N/A |  | 50926 |  |  | 35893 | 35888 | Duplex Receptacle | N/A |  | 35911,35915,35919,35923,35927,35931,35935,51067,51153,51155,51157,51159 | 15 | 1K7eM1Qof1dOc9$mY9I4DJ | N/A | 61 | N/A | M_Duplex Receptacle:Duplex Receptacle:Duplex Receptacle:575473 |  | N/A | 35894 | N/A | NEW | Orphaned | N/A | N/A | N/A | N/A | N/A | N/A | N/A | 57 | 1 | TRUE | 60 | 125 | N/A | N/A | N/A | N/A | N/A | N/A | 5262BLK | 52 | N/A | Ground Fault Receptacles | N/A | N/A |  | L1 | N/A | 0.80 | NOTKNOWN | N/A | N/A | 23.80.50.11.17 | 5262BLK | Legrand; Pass & Seymour | [5 empty] | Type D | [7 empty] | 120 V/1-180 VA |  |  | 2 | Unit A Panelboard |  | 0.000000 | [11 empty] | Receptacle |  |  |  | 1.509186 |  |  |  |  | 0.000000 | TRUE | 1937.503875 | 1291.669250
35946 | Level 1 |  | N/A | N/A | 575475 | New Construction | N/A |  | N/A | FIXED | N/A |  | 50926 |  |  | 35945 | 35940 | Duplex Receptacle | N/A |  | 35963,35967,35971,35975,35979,35983,35987,51067,51153,51155,51157,51159 | 15 | 1K7eM1Qof1dOc9$mY9I4DH | N/A | 61 | N/A | M_Duplex Receptacle:Duplex Receptacle:Duplex Receptacle:575475 |  | N/A | 35946 | N/A | NEW | Orphaned | N/A | N/A | N/A | N/A | N/A | N/A | N/A | 58 | 1 | TRUE | 60 | 125 | N/A | N/A | N/A | N/A | N/A | N/A | 5262BLK | 52 | N/A | Ground Fault Receptacles | N/A | N/A |  | L1 | N/A | 0.80 | NOTKNOWN | N/A | N/A | 23.80.50.11.17 | 5262BLK | Legrand; Pass & Seymour | [5 empty] | Type D | [7 empty] | 120 V/1-180 VA |  |  | 2 | Unit A Panelboard |  | 0.000000 | [11 empty] | Receptacle |  |  |  | 1.509186 |  |  |  |  | 0.000000 | TRUE | 1937.503875 | 1291.669250
35998 | Level 1 |  | N/A | N/A | 575476 | New Construction | N/A |  | N/A | FIXED | N/A |  | 50926 |  |  | 35997 | 35992 | Duplex Receptacle | N/A |  | 36015,36019,36023,36027,36031,36035,36039,51067,51153,51155,51157,51159 | 15 | 1K7eM1Qof1dOc9$mY9I4DM | N/A | 61 | N/A | M_Duplex Receptacle:Duplex Receptacle:Duplex Receptacle:575476 |  | N/A | 35998 | N/A | NEW | Orphaned | N/A | N/A | N/A | N/A | N/A | N/A | N/A | 59 | 1 | TRUE | 60 | 125 | N/A | N/A | N/A | N/A | N/A | N/A | 5262BLK | 52 | N/A | Ground Fault Receptacles | N/A | N/A |  | L1 | N/A | 0.80 | NOTKNOWN | N/A | N/A | 23.80.50.11.17 | 5262BLK | Legrand; Pass & Seymour | [5 empty] | Type D | [7 empty] | 120 V/1-180 VA |  |  | 2 | Unit A Panelboard |  | 0.000000 | [11 empty] | Receptacle |  |  |  | 1.509186 |  |  |  |  | 0.000000 | TRUE | 1937.503875 | 1291.669250
36050 | Level 1 |  | N/A | N/A | 575477 | New Construction | N/A |  | N/A | FIXED | N/A |  | 50926 |  |  | 36049 | 36044 | Duplex Receptacle | N/A |  | 36067,36071,36075,36079,36083,36087,36091,51067,51153,51155,51157,51159 | 15 | 1K7eM1Qof1dOc9$mY9I4DN | N/A | 61 | N/A | M_Duplex Receptacle:Duplex Receptacle:Duplex Receptacle:575477 |  | N/A | 36050 | N/A | NEW | Orphaned | N/A | N/A | N/A | N/A | N/A | N/A | N/A | 60 | 1 | TRUE | 60 | 125 | N/A | N/A | N/A | N/A | N/A | N/A | 5262BLK | 52 | N/A | Ground Fault Receptacles | N/A | N/A |  | L1 | N/A | 0.80 | NOTKNOWN | N/A | N/A | 23.80.50.11.17 | 5262BLK | Legrand; Pass & Seymour | [5 empty] | Type D | [7 empty] | 120 V/1-180 VA |  |  | 4 | Unit B Panelboard |  | 0.000000 | [11 empty] | Receptacle |  |  |  | 1.509186 |  |  |  |  | 0.000000 | TRUE | 1937.503875 | 1291.669250
36102 | Level 1 |  | N/A | N/A | 575478 | New Construction | N/A |  | N/A | FIXED | N/A |  | 50926 |  |  | 36101 | 36096 | Single Pole | N/A |  | 36116,36120,36124,36128,36132,36136,51065,51143,51145,51147,51149,51151 | 20 | 1K7eM1Qof1dOc9$mY9I4DK | N/A | 61 | N/A | M_Lighting Switches:Single Pole:Single Pole:575478 |  | N/A | 36102 | N/A |  | Orphaned | N/A | N/A | N/A | N/A | N/A | N/A | N/A |  | 1 | TRUE | 60 | 120 | N/A | N/A | N/A | N/A | N/A | N/A | ABC | 52 | N/A | Switches | N/A | N/A |  | L1 | N/A | 0.90 | UNKNOWN | N/A | N/A | 23.80.50.11.14 | ABC | Hampton Bay | [13 empty] | 120 V/1-0 VA |  |  | 2 | Unit A Panelboard |  | 0.000000 | [11 empty] | Other |  |  |  | 3.937008 | 0.000000 |  |  |  | 0.000000 |  |  | 1291.669250
36424 | Level 1 |  | N/A | N/A | 575483 | New Construction | N/A |  | N/A | FIXED | N/A |  | 50926 |  |  | 36423 | 36418 | Single Pole | N/A |  | 36438,36442,36446,36450,36454,36458,51065,51143,51145,51147,51149,51151 | 20 | 1K7eM1Qof1dOc9$mY9I4DP | N/A | 61 | N/A | M_Lighting Switches:Single Pole:Single Pole:575483 |  | N/A | 36424 | N/A |  | Orphaned | N/A | N/A | N/A | N/A | N/A | N/A | N/A |  | 1 | TRUE | 60 | 120 | N/A | N/A | N/A | N/A | N/A | N/A | ABC | 52 | N/A | Switches | N/A | N/A |  | L1 | N/A | 0.90 | UNKNOWN | N/A | N/A | 23.80.50.11.14 | ABC | Hampton Bay | [13 empty] | 120 V/1-0 VA |  |  | 4 | Unit A Panelboard |  | 0.000000 | [11 empty] | Other |  |  |  | 3.937008 | 0.000000 |  |  |  | 0.000000 |  |  | 1291.669250
36469 | Level 1 |  | N/A | N/A | 575484 | New Construction | N/A |  | N/A | FIXED | N/A |  | 50926 |  |  | 36468 | 36463 | Single Pole | N/A |  | 36483,36487,36491,36495,36499,36503,51065,51143,51145,51147,51149,51151 | 20 | 1K7eM1Qof1dOc9$mY9I4DU | N/A | 61 | N/A | M_Lighting Switches:Single Pole:Single Pole:575484 |  | N/A | 36469 | N/A |  | Orphaned | N/A | N/A | N/A | N/A | N/A | N/A | N/A |  | 1 | TRUE | 60 | 120 | N/A | N/A | N/A | N/A | N/A | N/A | ABC | 52 | N/A | Switches | N/A | N/A |  | L1 | N/A | 0.90 | UNKNOWN | N/A | N/A | 23.80.50.11.14 | ABC | Hampton Bay | [13 empty] | 120 V/1-0 VA |  |  | 1 | Unit A Panelboard |  | 0.000000 | [11 empty] | Other |  |  |  | 3.937008 | 0.000000 |  |  |  | 0.000000 |  |  | 1291.669250
36514 | Level 1 |  | N/A | N/A | 575485 | New Construction | N/A |  | N/A | FIXED | N/A |  | 50926 |  |  | 36513 | 36508 | Single Pole | N/A |  | 36528,36532,36536,36540,36544,36548,51065,51143,51145,51147,51149,51151 | 20 | 1K7eM1Qof1dOc9$mY9I4DV | N/A | 61 | N/A | M_Lighting Switches:Single Pole:Single Pole:575485 |  | N/A | 36514 | N/A |  | Orphaned | N/A | N/A | N/A | N/A | N/A | N/A | N/A |  | 1 | TRUE | 60 | 120 | N/A | N/A | N/A | N/A | N/A | N/A | ABC | 52 | N/A | Switches | N/A | N/A |  | L1 | N/A | 0.90 | UNKNOWN | N/A | N/A | 23.80.50.11.14 | ABC | Hampton Bay | [13 empty] | 120 V/1-0 VA |  |  | 3 | Unit B Panelboard |  | 0.000000 | [11 empty] | Other |  |  |  | 3.937008 | 0.000000 |  |  |  | 0.000000 |  |  | 1291.669250
36559 | Level 1 |  | N/A | N/A | 575486 | New Construction | N/A |  | N/A | FIXED | N/A |  | 50926 |  |  | 36558 | 36553 | Single Pole | N/A |  | 36573,36577,36581,36585,36589,36593,51065,51143,51145,51147,51149,51151 | 20 | 1K7eM1Qof1dOc9$mY9I4DS | N/A | 61 | N/A | M_Lighting Switches:Single Pole:Single Pole:575486 |  | N/A | 36559 | N/A |  | Orphaned | N/A | N/A | N/A | N/A | N/A | N/A | N/A |  | 1 | TRUE | 60 | 120 | N/A | N/A | N/A | N/A | N/A | N/A | ABC | 52 | N/A | Switches | N/A | N/A |  | L1 | N/A | 0.90 | UNKNOWN | N/A | N/A | 23.80.50.11.14 | ABC | Hampton Bay | [13 empty] | 120 V/1-0 VA |  |  | 1 | Unit B Panelboard |  | 0.000000 | [11 empty] | Other |  |  |  | 3.937008 | 0.000000 |  |  |  | 0.000000 |  |  | 1291.669250
36604 | Level 1 |  | N/A | N/A | 575487 | New Construction | N/A |  | N/A | FIXED | N/A |  | 50926 |  |  | 36603 | 36598 | Single Pole | N/A |  | 36618,36622,36626,36630,36634,36638,51065,51143,51145,51147,51149,51151 | 20 | 1K7eM1Qof1dOc9$mY9I4DT | N/A | 61 | N/A | M_Lighting Switches:Single Pole:Single Pole:575487 |  | N/A | 36604 | N/A |  | Orphaned | N/A | N/A | N/A | N/A | N/A | N/A | N/A |  | 1 | TRUE | 60 | 120 | N/A | N/A | N/A | N/A | N/A | N/A | ABC | 52 | N/A | Switches | N/A | N/A |  | L1 | N/A | 0.90 | UNKNOWN | N/A | N/A | 23.80.50.11.14 | ABC | Hampton Bay | [13 empty] | 120 V/1-0 VA |  |  | 4 | Unit B Panelboard |  | 0.000000 | [11 empty] | Other |  |  |  | 3.937008 | 0.000000 |  |  |  | 0.000000 |  |  | 1291.669250
36649 | Level 1 |  | N/A | N/A | 575488 | New Construction | N/A |  | N/A | FIXED | N/A |  | 50926 |  |  | 36648 | 36643 | 100W - 120V | N/A | 51029 | 36671,36675,36679,36683,36687,36691,36695,36699,51061,51111,51113,51115,51117,51119,51121,51123,51125 | 20 | 1K7eM1Qof1dOc9$mY9I4oY | N/A | 61 | N/A | M_Sconce Light - Sphere:100W - 120V:100W - 120V:575488 |  | N/A | 36649 | N/A | NEW | M_Duplex Receptacle : Duplex Receptacle | N/A | N/A | N/A | N/A | N/A | N/A | N/A | 15 | 1 | TRUE | 60 | 120 | N/A | N/A | N/A | N/A | N/A | N/A | N/A | 54 | N/A | General Luminaries, Non Directional | N/A | N/A |  | L1 | N/A | 0.28 | NOTKNOWN | N/A | N/A | 23.80.70.11.11 | Y32012-42 | Hampton Bay | 0 | 0 | 0 | 0 | Point+HemiSpherical | Type A | 0 | UNSET | 16777215 | NONE | F | OTHER | UNSET | 120 V/1-100 VA | 1 | UNSET | 1 | Unit A Panelboard | 0 | 0.000000 | Glass - Frosted | 0 | OTHER | 1 | 100 | 3 | WALL | 0 | D5020220 | 0.656168 | 0.656168 | Lighting - Dwelling Unit | 1291.669250 | R-30 | Lighting - Incandescent | 6.233596 | 1076.391042
36710 | Level 1 |  | N/A | N/A | 575490 | New Construction | N/A |  | N/A | FIXED | N/A |  | 50926 |  |  | 36709 | 36704 | 100W - 120V | N/A | 51029 | 36732,36736,36740,36744,36748,36752,36756,36760,51061,51111,51113,51115,51117,51119,51121,51123,51125 | 20 | 1K7eM1Qof1dOc9$mY9I4oW | N/A | 61 | N/A | M_Sconce Light - Sphere:100W - 120V:100W - 120V:575490 |  | N/A | 36710 | N/A | NEW | M_Duplex Receptacle : Duplex Receptacle | N/A | N/A | N/A | N/A | N/A | N/A | N/A | 16 | 1 | TRUE | 60 | 120 | N/A | N/A | N/A | N/A | N/A | N/A | N/A | 54 | N/A | General Luminaries, Non Directional | N/A | N/A |  | L1 | N/A | 0.28 | NOTKNOWN | N/A | N/A | 23.80.70.11.11 | Y32012-42 | Hampton Bay | 0 | 0 | 0 | 0 | Point+HemiSpherical | Type A | 0 | UNSET | 16777215 | NONE | F | OTHER | UNSET | 120 V/1-100 VA | 1 | UNSET | 3 | Unit B Panelboard | 0 | 0.000000 | Glass - Frosted | 0 | OTHER | 1 | 100 | 3 | WALL | 0 | D5020220 | 0.656168 | 0.656168 | Lighting - Dwelling Unit | 1291.669250 | R-30 | Lighting - Incandescent | 6.233596 | 1076.391042
39138 | Level 1 | 2.493438 | N/A | N/A | 575492 | New Construction | N/A | F | N/A | FIXED | N/A |  | 50926 |  | Level: Level 1 | 39137 | 39132 | 760 x 650mm | N/A | 51043 | 39192,39196,39200,39204,39208,51071,51171,51173 | 60 | 1K7eM1Qof1dOc9$mY9I4oc | N/A | 61 | N/A | M_Range:760 x 650mm:760 x 650mm:575492 |  | N/A | 39138 | N/A | N/A | Level : Level 1 | N/A | N/A | N/A | N/A | N/A | N/A | N/A | 61 | 1 | TRUE | 60 | 240 | N/A | N/A | N/A | N/A | N/A | N/A | FE710DRS | 54 | N/A | Ranges | N/A | N/A | 2.132546 | L1 | N/A | 0.26 | NOTKNOWN | N/A | N/A | 23.40.40.14.17.17 | FE710DRS | SAMSUNG | [44 empty] | Metal - Painted Finish - Ivory, Matte | Metal - Chrome
39246 | Level 1 | 2.493438 | N/A | N/A | 575493 | New Construction | N/A | F | N/A | FIXED | N/A |  | 50926 |  | Level: Level 1 | 39245 | 39240 | 760 x 650mm | N/A | 51045 | 39258,39262,39266,39270,39274,51071,51171,51173 | 60 | 1K7eM1Qof1dOc9$mY9I4od | N/A | 61 | N/A | M_Range:760 x 650mm:760 x 650mm:575493 |  | N/A | 39246 | N/A | N/A | Level : Level 1 | N/A | N/A | N/A | N/A | N/A | N/A | N/A | 62 | 1 | TRUE | 60 | 240 | N/A | N/A | N/A | N/A | N/A | N/A | FE710DRS | 54 | N/A | Ranges | N/A | N/A | 2.132546 | L1 | N/A | 0.26 | NOTKNOWN | N/A | N/A | 23.40.40.14.17.17 | FE710DRS | SAMSUNG | [44 empty] | Metal - Painted Finish - Ivory, Matte | Metal - Chrome
39287 | Level 1 |  | N/A | N/A | 575494 | New Construction | N/A |  | N/A | FIXED | N/A |  | 50926 |  |  | 39286 | 39281 | Duplex Receptacle | N/A |  | 39304,39308,39312,39316,39320,39324,39328,51067,51153,51155,51157,51159 | 15 | 1K7eM1Qof1dOc9$mY9I4oa | N/A | 61 | N/A | M_Duplex Receptacle:Duplex Receptacle:Duplex Receptacle:575494 |  | N/A | 39287 | N/A | NEW | Orphaned | N/A | N/A | N/A | N/A | N/A | N/A | N/A | 63 | 1 | TRUE | 60 | 125 | N/A | N/A | N/A | N/A | N/A | N/A | 5262BLK | 52 | N/A | Ground Fault Receptacles | N/A | N/A |  | L1 | N/A | 0.80 | NOTKNOWN | N/A | N/A | 23.80.50.11.17 | 5262BLK | Legrand; Pass & Seymour | [5 empty] | Type D | [7 empty] | 120 V/1-180 VA |  |  | 2 | Unit B Panelboard |  | 0.000000 | [11 empty] | Receptacle |  |  |  | 1.509186 |  |  |  |  | 0.000000 | TRUE | 1937.503875 | 1291.669250
39339 | Level 1 |  | N/A | N/A | 575495 | New Construction | N/A |  | N/A | FIXED | N/A |  | 50926 |  |  | 39338 | 39333 | Duplex Receptacle | N/A |  | 39356,39360,39364,39368,39372,39376,39380,51067,51153,51155,51157,51159 | 15 | 1K7eM1Qof1dOc9$mY9I4ob | N/A | 61 | N/A | M_Duplex Receptacle:Duplex Receptacle:Duplex Receptacle:575495 |  | N/A | 39339 | N/A | NEW | Orphaned | N/A | N/A | N/A | N/A | N/A | N/A | N/A | 64 | 1 | TRUE | 60 | 125 | N/A | N/A | N/A | N/A | N/A | N/A | 5262BLK | 52 | N/A | Ground Fault Receptacles | N/A | N/A |  | L1 | N/A | 0.80 | NOTKNOWN | N/A | N/A | 23.80.50.11.17 | 5262BLK | Legrand; Pass & Seymour | [5 empty] | Type D | [7 empty] | 120 V/1-180 VA |  |  | 3 | Unit A Panelboard |  | 0.000000 | [11 empty] | Receptacle |  |  |  | 1.509186 |  |  |  |  | 0.000000 | TRUE | 1937.503875 | 1291.669250
46948 | Level 1 |  | N/A | N/A | 606293 | New Construction | N/A |  | N/A | FIXED | N/A |  | 50926 |  |  | 46947 | 46942 | Duplex Receptacle | N/A |  | 46965,46969,46973,46977,46981,46985,46989,51067,51153,51155,51157,51159 | 15 | 3ffkyt4A92pAkW8PI4iuU$ | N/A | 61 | N/A | M_Duplex Receptacle:Duplex Receptacle:Duplex Receptacle:606293 |  | N/A | 46948 | N/A | NEW | <not associated> | N/A | N/A | N/A | N/A | N/A | N/A | N/A | 3 | 1 | TRUE | 60 | 125 | N/A | N/A | N/A | N/A | N/A | N/A | 5262BLK | 52 | N/A | Ground Fault Receptacles | N/A | N/A |  | L1 | N/A | 0.80 | NOTKNOWN | N/A | N/A | 23.80.50.11.17 | 5262BLK | Legrand; Pass & Seymour | [5 empty] | Type D | [7 empty] | 120 V/1-180 VA |  |  | 3 | Unit A Panelboard |  | 0.000000 | [11 empty] | Receptacle |  |  |  | 1.509186 |  |  |  |  | 0.000000 | TRUE | 1937.503875 | 1291.669250
47000 | Level 1 |  | N/A | N/A | 606323 | New Construction | N/A |  | N/A | FIXED | N/A |  | 50926 |  |  | 46999 | 46994 | Duplex Receptacle | N/A |  | 47017,47021,47025,47029,47033,47037,47041,51067,51153,51155,51157,51159 | 15 | 3ffkyt4A92pAkW8PI4iuUP | N/A | 61 | N/A | M_Duplex Receptacle:Duplex Receptacle:Duplex Receptacle:606323 |  | N/A | 47000 | N/A | NEW | <not associated> | N/A | N/A | N/A | N/A | N/A | N/A | N/A | 4 | 1 | TRUE | 60 | 125 | N/A | N/A | N/A | N/A | N/A | N/A | 5262BLK | 52 | N/A | Ground Fault Receptacles | N/A | N/A |  | L1 | N/A | 0.80 | NOTKNOWN | N/A | N/A | 23.80.50.11.17 | 5262BLK | Legrand; Pass & Seymour | [5 empty] | Type D | [7 empty] | 120 V/1-180 VA |  |  | 2 | Unit B Panelboard |  | 0.000000 | [11 empty] | Receptacle |  |  |  | 1.509186 |  |  |  |  | 0.000000 | TRUE | 1937.503875 | 1291.669250
50364 | Level 1 | 2.493438 | N/A | N/A | 615600 | New Construction | N/A |  | N/A | FIXED | N/A | 1.476378 | 50926 |  | Level: Level 1 | 50363 | 50358 | 760 x 400 x 450mm | N/A | 51051 | 50419,50423,50427,50431,50435,51081,51211,51213,51215,51217 | 30 | 0BXZ22CoT4Qw2YCiUW32ZC | N/A | 61 | N/A | M_Microwave:760 x 400 x 450mm:760 x 400 x 450mm:615600 |  | N/A | 50364 | N/A | N/A | Level : Level 1 | N/A | N/A | N/A | N/A | N/A | N/A | N/A | 7 | 1 | TRUE | 60 | 120 | N/A | N/A | N/A | N/A | N/A | N/A | KBMS1454S | 54 | N/A | Food Cooking Equipment | N/A | N/A | 1.312336 | L1 | N/A | 0.28 | NOTKNOWN | N/A | N/A | 23.40.40.14.17 | KBMS1454S | SAMSUNG | [40 empty] | 2.085302
50468 | Level 1 | 2.493438 | N/A | N/A | 615603 | New Construction | N/A |  | N/A | FIXED | N/A | 1.476378 | 50926 |  | Level: Level 1 | 50467 | 50462 | 760 x 400 x 450mm | N/A | 51053 | 50481,50485,50489,50493,50497,51081,51211,51213,51215,51217 | 30 | 0BXZ22CoT4Qw2YCiUW32ZF | N/A | 61 | N/A | M_Microwave:760 x 400 x 450mm:760 x 400 x 450mm:615603 |  | N/A | 50468 | N/A | N/A | Level : Level 1 | N/A | N/A | N/A | N/A | N/A | N/A | N/A | 8 | 1 | TRUE | 60 | 120 | N/A | N/A | N/A | N/A | N/A | N/A | KBMS1454S | 54 | N/A | Food Cooking Equipment | N/A | N/A | 1.312336 | L1 | N/A | 0.28 | NOTKNOWN | N/A | N/A | 23.40.40.14.17 | KBMS1454S | SAMSUNG | [40 empty] | 2.085302
50510 | Level 1 |  | N/A | N/A | 615696 | New Construction | N/A |  | N/A | FIXED | N/A |  | 50926 |  |  | 50509 | 50504 | Duplex Receptacle | N/A |  | 50528,50532,50536,50540,50544,50548,50552,51067,51153,51155,51157,51159 | 15 | 3kSHn3rCT2Mgjzvy7hm5ie | N/A | 61 | N/A | M_Duplex Receptacle:Duplex Receptacle:Duplex Receptacle:615696 |  | N/A | 50510 | N/A | NEW | Linked Revit Model : Duplex_A_2013.rvt | N/A | N/A | N/A | N/A | N/A | N/A | N/A | 14 | 1 | TRUE | 60 | 125 | N/A | N/A | N/A | N/A | N/A | N/A | 5262BLK | 52 | N/A | Ground Fault Receptacles | N/A | N/A |  | L1 | N/A | 0.80 | NOTKNOWN | N/A | N/A | 23.80.50.11.17 | 5262BLK | Legrand; Pass & Seymour | [5 empty] | Type D | [7 empty] | 120 V/1-180 VA |  |  | 3 | Unit A Panelboard |  | 5.577428 | [11 empty] | Receptacle |  |  |  | 1.509186 |  |  |  |  | 0.000000 | TRUE | 1937.503875 | 1291.669250 |  |  | Level: Level 1
50563 | Level 1 |  | N/A | N/A | 615756 | New Construction | N/A |  | N/A | FIXED | N/A |  | 50926 |  |  | 50562 | 50557 | Duplex Receptacle | N/A |  | 50581,50585,50589,50593,50597,50601,50605,51067,51153,51155,51157,51159 | 15 | 3kSHn3rCT2Mgjzvy7hm5jq | N/A | 61 | N/A | M_Duplex Receptacle:Duplex Receptacle:Duplex Receptacle:615756 |  | N/A | 50563 | N/A | NEW | Linked Revit Model : Duplex_A_2013.rvt | N/A | N/A | N/A | N/A | N/A | N/A | N/A | 15 | 1 | TRUE | 60 | 125 | N/A | N/A | N/A | N/A | N/A | N/A | 5262BLK | 52 | N/A | Ground Fault Receptacles | N/A | N/A |  | L1 | N/A | 0.80 | NOTKNOWN | N/A | N/A | 23.80.50.11.17 | 5262BLK | Legrand; Pass & Seymour | [5 empty] | Type D | [7 empty] | 120 V/1-180 VA |  |  | 2 | Unit B Panelboard |  | 5.577428 | [11 empty] | Receptacle |  |  |  | 1.509186 |  |  |  |  | 0.000000 | TRUE | 1937.503875 | 1291.669250 |  |  | Level: Level 1
50789 | Level 1 | 0.984252 | N/A | N/A | 618690 | New Construction | N/A |  | N/A | FIXED | N/A | 0.984252 | 50926 |  |  | 50788 | 50783 | TTB 300x300 | N/A |  | 50851,50855,50859,50863,50867,50871,50875,51085,51227,51229,51231,51233 | 240 | 1X2juAWRHAZx7O3Qb7iaeb | N/A | 61 | N/A | M_Telephone Terminal Board:TTB 300x300:TTB1:618690 |  | N/A | 50789 | N/A | NEW | Linked Revit Model : Duplex_A_2013.rvt | N/A | N/A | N/A | N/A | N/A | N/A | N/A | 2 | 1 | FALSE | 50-60 | 120 | N/A | N/A | N/A | N/A | N/A | N/A | XYZ | 54 | N/A | Intercommunication Equipment | N/A | N/A | 0.062336 | L1 | N/A | 0.88 | NOTKNOWN | N/A | N/A | 23.85.50.14.21 | XYZ | Terminal Block | [5 empty] | Type E | [13 empty] | 3.937008 | [15 empty] | 3.937008 | [10 empty] | Level: Level 1 | TTB1 | 0.492126 | TRUE | FALSE | 0.082021 | 0.492126
33173 | Level 2 |  | N/A | N/A | 575383 | New Construction | N/A |  | N/A | FIXED | N/A |  | 50948 |  |  | 33172 | 33167 | 150W - 120V | N/A | 51035 | 33195,33199,33203,33207,33211,33215,33219,33223,51063,51127,51129,51131,51133,51135,51137,51139,51141 | 20 | 1K7eM1Qof1dOc9$mY9I4Cr | N/A | 61 | N/A | M_Pendant Light - Hemisphere:150W - 120V:150W - 120V:575383 |  | N/A | 33173 | N/A | NEW | Orphaned | N/A | N/A | N/A | N/A | N/A | N/A | N/A | 9 | 1 | TRUE | 60 | 120 | N/A | N/A | N/A | N/A | N/A | N/A | 5601 | 54 | N/A | General Luminaries, Non Directional | N/A | N/A |  | L1 | N/A | 0.28 | NOTKNOWN | N/A | N/A | 23.80.70.11.11 | 5601 | Kandelite Co. | 0 | 0 | 0 | 0 | Point+Spherical | Type B | 0 | UNSET | 16777215 | NONE | F | OTHER | UNSET | 120 V/1-150 VA | 1 | UNSET | 8 | Unit B Panelboard | 0 | 0.000000 |  | 0 | SUSPENDED | 1 | 60 | 3 | CEILING | 0 | D5020220 |  | 0.246063 | Lighting - Dwelling Unit | 1291.669250 | A-21 | Lighting - Incandescent | 3.937008 | 1614.586563 | Metal - Chrome | 2.214567 | Glass - Frosted
33236 | Level 2 |  | N/A | N/A | 575385 | New Construction | N/A |  | N/A | FIXED | N/A |  | 50948 |  |  | 33235 | 33230 | 150W - 120V | N/A | 51037 | 33258,33262,33266,33270,33274,33278,33282,33286,51063,51127,51129,51131,51133,51135,51137,51139,51141 | 20 | 1K7eM1Qof1dOc9$mY9I4Cx | N/A | 61 | N/A | M_Pendant Light - Hemisphere:150W - 120V:150W - 120V:575385 |  | N/A | 33236 | N/A | NEW | Orphaned | N/A | N/A | N/A | N/A | N/A | N/A | N/A | 10 | 1 | TRUE | 60 | 120 | N/A | N/A | N/A | N/A | N/A | N/A | 5601 | 54 | N/A | General Luminaries, Non Directional | N/A | N/A |  | L1 | N/A | 0.28 | NOTKNOWN | N/A | N/A | 23.80.70.11.11 | 5601 | Kandelite Co. | 0 | 0 | 0 | 0 | Point+Spherical | Type B | 0 | UNSET | 16777215 | NONE | F | OTHER | UNSET | 120 V/1-150 VA | 1 | UNSET | 5 | Unit A Panelboard | 0 | 0.000000 |  | 0 | SUSPENDED | 1 | 60 | 3 | CEILING | 0 | D5020220 |  | 0.246063 | Lighting - Dwelling Unit | 1291.669250 | A-21 | Lighting - Incandescent | 3.937008 | 1614.586563 | Metal - Chrome | 2.214567 | Glass - Frosted
33299 | Level 2 |  | N/A | N/A | 575386 | New Construction | N/A |  | N/A | FIXED | N/A |  | 50948 |  |  | 33298 | 33293 | 150W - 120V | N/A | 51039 | 33321,33325,33329,33333,33337,33341,33345,33349,51063,51127,51129,51131,51133,51135,51137,51139,51141 | 20 | 1K7eM1Qof1dOc9$mY9I4Cu | N/A | 61 | N/A | M_Pendant Light - Hemisphere:150W - 120V:150W - 120V:575386 |  | N/A | 33299 | N/A | NEW | Orphaned | N/A | N/A | N/A | N/A | N/A | N/A | N/A | 11 | 1 | TRUE | 60 | 120 | N/A | N/A | N/A | N/A | N/A | N/A | 5601 | 54 | N/A | General Luminaries, Non Directional | N/A | N/A |  | L1 | N/A | 0.28 | NOTKNOWN | N/A | N/A | 23.80.70.11.11 | 5601 | Kandelite Co. | 0 | 0 | 0 | 0 | Point+Spherical | Type B | 0 | UNSET | 16777215 | NONE | F | OTHER | UNSET | 120 V/1-150 VA | 1 | UNSET | 7 | Unit A Panelboard | 0 | 0.000000 |  | 0 | SUSPENDED | 1 | 60 | 3 | CEILING | 0 | D5020220 |  | 0.246063 | Lighting - Dwelling Unit | 1291.669250 | A-21 | Lighting - Incandescent | 3.937008 | 1614.586563 | Metal - Chrome | 2.214567 | Glass - Frosted
33362 | Level 2 |  | N/A | N/A | 575387 | New Construction | N/A |  | N/A | FIXED | N/A |  | 50948 |  |  | 33361 | 33356 | 150W - 120V | N/A | 51041 | 33384,33388,33392,33396,33400,33404,33408,33412,51063,51127,51129,51131,51133,51135,51137,51139,51141 | 20 | 1K7eM1Qof1dOc9$mY9I4Cv | N/A | 61 | N/A | M_Pendant Light - Hemisphere:150W - 120V:150W - 120V:575387 |  | N/A | 33362 | N/A | NEW | Orphaned | N/A | N/A | N/A | N/A | N/A | N/A | N/A | 12 | 1 | TRUE | 60 | 120 | N/A | N/A | N/A | N/A | N/A | N/A | 5601 | 54 | N/A | General Luminaries, Non Directional | N/A | N/A |  | L1 | N/A | 0.28 | NOTKNOWN | N/A | N/A | 23.80.70.11.11 | 5601 | Kandelite Co. | 0 | 0 | 0 | 0 | Point+Spherical | Type B | 0 | UNSET | 16777215 | NONE | F | OTHER | UNSET | 120 V/1-150 VA | 1 | UNSET | 5 | Unit B Panelboard | 0 | 0.000000 |  | 0 | SUSPENDED | 1 | 60 | 3 | CEILING | 0 | D5020220 |  | 0.246063 | Lighting - Dwelling Unit | 1291.669250 | A-21 | Lighting - Incandescent | 3.937008 | 1614.586563 | Metal - Chrome | 2.214567 | Glass - Frosted
33425 | Level 2 |  | N/A | N/A | 575388 | New Construction | N/A |  | N/A | FIXED | N/A |  | 50948 |  |  | 33424 | 33419 | 100W - 120V | N/A | 51029 | 33447,33451,33455,33459,33463,33467,33471,33475,51061,51111,51113,51115,51117,51119,51121,51123,51125 | 20 | 1K7eM1Qof1dOc9$mY9I4C_ | N/A | 61 | N/A | M_Sconce Light - Sphere:100W - 120V:100W - 120V:575388 |  | N/A | 33425 | N/A | NEW | Orphaned | N/A | N/A | N/A | N/A | N/A | N/A | N/A | 13 | 1 | TRUE | 60 | 120 | N/A | N/A | N/A | N/A | N/A | N/A | N/A | 54 | N/A | General Luminaries, Non Directional | N/A | N/A |  | L1 | N/A | 0.28 | NOTKNOWN | N/A | N/A | 23.80.70.11.11 | Y32012-42 | Hampton Bay | 0 | 0 | 0 | 0 | Point+HemiSpherical | Type A | 0 | UNSET | 16777215 | NONE | F | OTHER | UNSET | 120 V/1-100 VA | 1 | UNSET | 8 | Unit A Panelboard | 0 | 0.000000 | Glass - Frosted | 0 | OTHER | 1 | 100 | 3 | WALL | 0 | D5020220 | 0.656168 | 0.656168 | Lighting - Dwelling Unit | 1291.669250 | R-30 | Lighting - Incandescent | 6.233596 | 1076.391042
33486 | Level 2 |  | N/A | N/A | 575390 | New Construction | N/A |  | N/A | FIXED | N/A |  | 50948 |  |  | 33485 | 33480 | 100W - 120V | N/A | 51029 | 33508,33512,33516,33520,33524,33528,33532,33536,51061,51111,51113,51115,51117,51119,51121,51123,51125 | 20 | 1K7eM1Qof1dOc9$mY9I4Cy | N/A | 61 | N/A | M_Sconce Light - Sphere:100W - 120V:100W - 120V:575390 |  | N/A | 33486 | N/A | NEW | Orphaned | N/A | N/A | N/A | N/A | N/A | N/A | N/A | 14 | 1 | TRUE | 60 | 120 | N/A | N/A | N/A | N/A | N/A | N/A | N/A | 54 | N/A | General Luminaries, Non Directional | N/A | N/A |  | L1 | N/A | 0.28 | NOTKNOWN | N/A | N/A | 23.80.70.11.11 | Y32012-42 | Hampton Bay | 0 | 0 | 0 | 0 | Point+HemiSpherical | Type A | 0 | UNSET | 16777215 | NONE | F | OTHER | UNSET | 120 V/1-100 VA | 1 | UNSET | 6 | Unit B Panelboard | 0 | 0.000000 | Glass - Frosted | 0 | OTHER | 1 | 100 | 3 | WALL | 0 | D5020220 | 0.656168 | 0.656168 | Lighting - Dwelling Unit | 1291.669250 | R-30 | Lighting - Incandescent | 6.233596 | 1076.391042
33572 | Level 2 |  | N/A | N/A | 575392 | New Construction | N/A |  | N/A | FIXED | N/A |  | 50948 |  |  | 33571 | 33566 | Single Pole | N/A |  | 33629,33633,33637,33641,33645,33649,51065,51143,51145,51147,51149,51151 | 20 | 1K7eM1Qof1dOc9$mY9I4C2 | N/A | 61 | N/A | M_Lighting Switches:Single Pole:Single Pole:575392 |  | N/A | 33572 | N/A |  | Orphaned | N/A | N/A | N/A | N/A | N/A | N/A | N/A |  | 1 | TRUE | 60 | 120 | N/A | N/A | N/A | N/A | N/A | N/A | ABC | 52 | N/A | Switches | N/A | N/A |  | L1 | N/A | 0.90 | UNKNOWN | N/A | N/A | 23.80.50.11.14 | ABC | Hampton Bay | [13 empty] | 120 V/1-0 VA |  |  | 7 | Unit A Panelboard |  | 0.000000 | [11 empty] | Other |  |  |  | 3.937008 | 0.000000 |  |  |  | 0.000000 |  |  | 1291.669250
33670 | Level 2 |  | N/A | N/A | 575394 | New Construction | N/A |  | N/A | FIXED | N/A |  | 50948 |  |  | 33669 | 33664 | Single Pole | N/A |  | 33684,33688,33692,33696,33700,33704,51065,51143,51145,51147,51149,51151 | 20 | 1K7eM1Qof1dOc9$mY9I4C0 | N/A | 61 | N/A | M_Lighting Switches:Single Pole:Single Pole:575394 |  | N/A | 33670 | N/A |  | Orphaned | N/A | N/A | N/A | N/A | N/A | N/A | N/A |  | 1 | TRUE | 60 | 120 | N/A | N/A | N/A | N/A | N/A | N/A | ABC | 52 | N/A | Switches | N/A | N/A |  | L1 | N/A | 0.90 | UNKNOWN | N/A | N/A | 23.80.50.11.14 | ABC | Hampton Bay | [13 empty] | 120 V/1-0 VA |  |  | 5 | Unit B Panelboard |  | 0.000000 | [11 empty] | Other |  |  |  | 3.937008 | 0.000000 |  |  |  | 0.000000 |  |  | 1291.669250
33715 | Level 2 |  | N/A | N/A | 575396 | New Construction | N/A |  | N/A | FIXED | N/A |  | 50948 |  |  | 33714 | 33709 | Single Pole | N/A |  | 33729,33733,33737,33741,33745,33749,51065,51143,51145,51147,51149,51151 | 20 | 1K7eM1Qof1dOc9$mY9I4C6 | N/A | 61 | N/A | M_Lighting Switches:Single Pole:Single Pole:575396 |  | N/A | 33715 | N/A |  | Orphaned | N/A | N/A | N/A | N/A | N/A | N/A | N/A |  | 1 | TRUE | 60 | 120 | N/A | N/A | N/A | N/A | N/A | N/A | ABC | 52 | N/A | Switches | N/A | N/A |  | L1 | N/A | 0.90 | UNKNOWN | N/A | N/A | 23.80.50.11.14 | ABC | Hampton Bay | [13 empty] | 120 V/1-0 VA |  |  | 6 | Unit B Panelboard |  | 0.000000 | [11 empty] | Other |  |  |  | 3.937008 | 0.000000 |  |  |  | 0.000000 |  |  | 1291.669250
33760 | Level 2 |  | N/A | N/A | 575398 | New Construction | N/A |  | N/A | FIXED | N/A |  | 50948 |  |  | 33759 | 33754 | Single Pole | N/A |  | 33774,33778,33782,33786,33790,33794,51065,51143,51145,51147,51149,51151 | 20 | 1K7eM1Qof1dOc9$mY9I4C4 | N/A | 61 | N/A | M_Lighting Switches:Single Pole:Single Pole:575398 |  | N/A | 33760 | N/A |  | Orphaned | N/A | N/A | N/A | N/A | N/A | N/A | N/A |  | 1 | TRUE | 60 | 120 | N/A | N/A | N/A | N/A | N/A | N/A | ABC | 52 | N/A | Switches | N/A | N/A |  | L1 | N/A | 0.90 | UNKNOWN | N/A | N/A | 23.80.50.11.14 | ABC | Hampton Bay | [13 empty] | 120 V/1-0 VA |  |  | 8 | Unit A Panelboard |  | 0.000000 | [11 empty] | Other |  |  |  | 3.937008 | 0.000000 |  |  |  | 0.000000 |  |  | 1291.669250
33805 | Level 2 |  | N/A | N/A | 575400 | New Construction | N/A |  | N/A | FIXED | N/A |  | 50948 |  |  | 33804 | 33799 | Single Pole | N/A |  | 33819,33823,33827,33831,33835,33839,51065,51143,51145,51147,51149,51151 | 20 | 1K7eM1Qof1dOc9$mY9I4CA | N/A | 61 | N/A | M_Lighting Switches:Single Pole:Single Pole:575400 |  | N/A | 33805 | N/A |  | Orphaned | N/A | N/A | N/A | N/A | N/A | N/A | N/A |  | 1 | TRUE | 60 | 120 | N/A | N/A | N/A | N/A | N/A | N/A | ABC | 52 | N/A | Switches | N/A | N/A |  | L1 | N/A | 0.90 | UNKNOWN | N/A | N/A | 23.80.50.11.14 | ABC | Hampton Bay | [13 empty] | 120 V/1-0 VA |  |  | 8 | Unit B Panelboard |  | 0.000000 | [11 empty] | Other |  |  |  | 3.937008 | 0.000000 |  |  |  | 0.000000 |  |  | 1291.669250
33850 | Level 2 |  | N/A | N/A | 575402 | New Construction | N/A |  | N/A | FIXED | N/A |  | 50948 |  |  | 33849 | 33844 | Single Pole | N/A |  | 33864,33868,33872,33876,33880,33884,51065,51143,51145,51147,51149,51151 | 20 | 1K7eM1Qof1dOc9$mY9I4C8 | N/A | 61 | N/A | M_Lighting Switches:Single Pole:Single Pole:575402 |  | N/A | 33850 | N/A |  | Orphaned | N/A | N/A | N/A | N/A | N/A | N/A | N/A |  | 1 | TRUE | 60 | 120 | N/A | N/A | N/A | N/A | N/A | N/A | ABC | 52 | N/A | Switches | N/A | N/A |  | L1 | N/A | 0.90 | UNKNOWN | N/A | N/A | 23.80.50.11.14 | ABC | Hampton Bay | [13 empty] | 120 V/1-0 VA |  |  | 5 | Unit A Panelboard |  | 0.000000 | [11 empty] | Other |  |  |  | 3.937008 | 0.000000 |  |  |  | 0.000000 |  |  | 1291.669250
33920 | Level 2 |  | N/A | N/A | 575405 | New Construction | N/A |  | N/A | FIXED | N/A |  | 50948 |  |  | 33919 | 33914 | Duplex Receptacle | N/A |  | 33979,33983,33987,33991,33995,33999,34003,51067,51153,51155,51157,51159 | 15 | 1K7eM1Qof1dOc9$mY9I4CF | N/A | 61 | N/A | M_Duplex Receptacle:Duplex Receptacle:Duplex Receptacle:575405 |  | N/A | 33920 | N/A | NEW | Orphaned | N/A | N/A | N/A | N/A | N/A | N/A | N/A | 9 | 1 | TRUE | 60 | 125 | N/A | N/A | N/A | N/A | N/A | N/A | 5262BLK | 52 | N/A | Ground Fault Receptacles | N/A | N/A |  | L1 | N/A | 0.80 | NOTKNOWN | N/A | N/A | 23.80.50.11.17 | 5262BLK | Legrand; Pass & Seymour | [5 empty] | Type D | [7 empty] | 120 V/1-180 VA |  |  | 7 | Unit A Panelboard |  | 0.000000 | [11 empty] | Receptacle |  |  |  | 1.509186 |  |  |  |  | 0.000000 | TRUE | 1937.503875 | 1291.669250
34022 | Level 2 |  | N/A | N/A | 575406 | New Construction | N/A |  | N/A | FIXED | N/A |  | 50948 |  |  | 34021 | 34016 | Duplex Receptacle | N/A |  | 34039,34043,34047,34051,34055,34059,34063,51067,51153,51155,51157,51159 | 15 | 1K7eM1Qof1dOc9$mY9I4CC | N/A | 61 | N/A | M_Duplex Receptacle:Duplex Receptacle:Duplex Receptacle:575406 |  | N/A | 34022 | N/A | NEW | Orphaned | N/A | N/A | N/A | N/A | N/A | N/A | N/A | 10 | 1 | TRUE | 60 | 125 | N/A | N/A | N/A | N/A | N/A | N/A | 5262BLK | 52 | N/A | Ground Fault Receptacles | N/A | N/A |  | L1 | N/A | 0.80 | NOTKNOWN | N/A | N/A | 23.80.50.11.17 | 5262BLK | Legrand; Pass & Seymour | [5 empty] | Type D | [7 empty] | 120 V/1-180 VA |  |  | 7 | Unit A Panelboard |  | 0.000000 | [11 empty] | Receptacle |  |  |  | 1.509186 |  |  |  |  | 0.000000 | TRUE | 1937.503875 | 1291.669250
34074 | Level 2 |  | N/A | N/A | 575407 | New Construction | N/A |  | N/A | FIXED | N/A |  | 50948 |  |  | 34073 | 34068 | Duplex Receptacle | N/A |  | 34091,34095,34099,34103,34107,34111,34115,51067,51153,51155,51157,51159 | 15 | 1K7eM1Qof1dOc9$mY9I4CD | N/A | 61 | N/A | M_Duplex Receptacle:Duplex Receptacle:Duplex Receptacle:575407 |  | N/A | 34074 | N/A | NEW | Orphaned | N/A | N/A | N/A | N/A | N/A | N/A | N/A | 11 | 1 | TRUE | 60 | 125 | N/A | N/A | N/A | N/A | N/A | N/A | 5262BLK | 52 | N/A | Ground Fault Receptacles | N/A | N/A |  | L1 | N/A | 0.80 | NOTKNOWN | N/A | N/A | 23.80.50.11.17 | 5262BLK | Legrand; Pass & Seymour | [5 empty] | Type D | [7 empty] | 120 V/1-180 VA |  |  | 7 | Unit A Panelboard |  | 0.000000 | [11 empty] | Receptacle |  |  |  | 1.509186 |  |  |  |  | 0.000000 | TRUE | 1937.503875 | 1291.669250
34126 | Level 2 |  | N/A | N/A | 575409 | New Construction | N/A |  | N/A | FIXED | N/A |  | 50948 |  |  | 34125 | 34120 | Duplex Receptacle | N/A |  | 34143,34147,34151,34155,34159,34163,34167,51067,51153,51155,51157,51159 | 15 | 1K7eM1Qof1dOc9$mY9I4CJ | N/A | 61 | N/A | M_Duplex Receptacle:Duplex Receptacle:Duplex Receptacle:575409 |  | N/A | 34126 | N/A | NEW | Orphaned | N/A | N/A | N/A | N/A | N/A | N/A | N/A | 12 | 1 | TRUE | 60 | 125 | N/A | N/A | N/A | N/A | N/A | N/A | 5262BLK | 52 | N/A | Ground Fault Receptacles | N/A | N/A |  | L1 | N/A | 0.80 | NOTKNOWN | N/A | N/A | 23.80.50.11.17 | 5262BLK | Legrand; Pass & Seymour | [5 empty] | Type D | [7 empty] | 120 V/1-180 VA |  |  | 7 | Unit A Panelboard |  | 0.000000 | [11 empty] | Receptacle |  |  |  | 1.509186 |  |  |  |  | 0.000000 | TRUE | 1937.503875 | 1291.669250
34178 | Level 2 |  | N/A | N/A | 575410 | New Construction | N/A |  | N/A | FIXED | N/A |  | 50948 |  |  | 34177 | 34172 | Duplex Receptacle | N/A |  | 34195,34199,34203,34207,34211,34215,34219,51067,51153,51155,51157,51159 | 15 | 1K7eM1Qof1dOc9$mY9I4CG | N/A | 61 | N/A | M_Duplex Receptacle:Duplex Receptacle:Duplex Receptacle:575410 |  | N/A | 34178 | N/A | NEW | Orphaned | N/A | N/A | N/A | N/A | N/A | N/A | N/A | 13 | 1 | TRUE | 60 | 125 | N/A | N/A | N/A | N/A | N/A | N/A | 5262BLK | 52 | N/A | Ground Fault Receptacles | N/A | N/A |  | L1 | N/A | 0.80 | NOTKNOWN | N/A | N/A | 23.80.50.11.17 | 5262BLK | Legrand; Pass & Seymour | [5 empty] | Type D | [7 empty] | 120 V/1-180 VA |  |  | 8 | Unit A Panelboard |  | 0.000000 | [11 empty] | Receptacle |  |  |  | 1.509186 |  |  |  |  | 0.000000 | TRUE | 1937.503875 | 1291.669250
34230 | Level 2 |  | N/A | N/A | 575419 | New Construction | N/A |  | N/A | FIXED | N/A |  | 50948 |  |  | 34229 | 34224 | Duplex Receptacle | N/A |  | 34247,34251,34255,34259,34263,34267,34271,51067,51153,51155,51157,51159 | 15 | 1K7eM1Qof1dOc9$mY9I4CP | N/A | 61 | N/A | M_Duplex Receptacle:Duplex Receptacle:Duplex Receptacle:575419 |  | N/A | 34230 | N/A | NEW | Orphaned | N/A | N/A | N/A | N/A | N/A | N/A | N/A | 19 | 1 | TRUE | 60 | 125 | N/A | N/A | N/A | N/A | N/A | N/A | 5262BLK | 52 | N/A | Ground Fault Receptacles | N/A | N/A |  | L1 | N/A | 0.80 | NOTKNOWN | N/A | N/A | 23.80.50.11.17 | 5262BLK | Legrand; Pass & Seymour | [5 empty] | Type D | [7 empty] | 120 V/1-180 VA |  |  | 6 | Unit B Panelboard |  | 0.000000 | [11 empty] | Receptacle |  |  |  | 1.509186 |  |  |  |  | 0.000000 | TRUE | 1937.503875 | 1291.669250
34282 | Level 2 |  | N/A | N/A | 575422 | New Construction | N/A |  | N/A | FIXED | N/A |  | 50948 |  |  | 34281 | 34276 | Duplex Receptacle | N/A |  | 34299,34303,34307,34311,34315,34319,34323,51067,51153,51155,51157,51159 | 15 | 1K7eM1Qof1dOc9$mY9I4CS | N/A | 61 | N/A | M_Duplex Receptacle:Duplex Receptacle:Duplex Receptacle:575422 |  | N/A | 34282 | N/A | NEW | Orphaned | N/A | N/A | N/A | N/A | N/A | N/A | N/A | 21 | 1 | TRUE | 60 | 125 | N/A | N/A | N/A | N/A | N/A | N/A | 5262BLK | 52 | N/A | Ground Fault Receptacles | N/A | N/A |  | L1 | N/A | 0.80 | NOTKNOWN | N/A | N/A | 23.80.50.11.17 | 5262BLK | Legrand; Pass & Seymour | [5 empty] | Type D | [7 empty] | 120 V/1-180 VA |  |  | 5 | Unit B Panelboard |  | 0.000000 | [11 empty] | Receptacle |  |  |  | 1.509186 |  |  |  |  | 0.000000 | TRUE | 1937.503875 | 1291.669250
34334 | Level 2 |  | N/A | N/A | 575424 | New Construction | N/A |  | N/A | FIXED | N/A |  | 50948 |  |  | 34333 | 34328 | Duplex Receptacle | N/A |  | 34351,34355,34359,34363,34367,34371,34375,51067,51153,51155,51157,51159 | 15 | 1K7eM1Qof1dOc9$mY9I4DY | N/A | 61 | N/A | M_Duplex Receptacle:Duplex Receptacle:Duplex Receptacle:575424 |  | N/A | 34334 | N/A | NEW | Orphaned | N/A | N/A | N/A | N/A | N/A | N/A | N/A | 22 | 1 | TRUE | 60 | 125 | N/A | N/A | N/A | N/A | N/A | N/A | 5262BLK | 52 | N/A | Ground Fault Receptacles | N/A | N/A |  | L1 | N/A | 0.80 | NOTKNOWN | N/A | N/A | 23.80.50.11.17 | 5262BLK | Legrand; Pass & Seymour | [5 empty] | Type D | [7 empty] | 120 V/1-180 VA |  |  | 5 | Unit B Panelboard |  | 0.000000 | [11 empty] | Receptacle |  |  |  | 1.509186 |  |  |  |  | 0.000000 | TRUE | 1937.503875 | 1291.669250
34386 | Level 2 |  | N/A | N/A | 575425 | New Construction | N/A |  | N/A | FIXED | N/A |  | 50948 |  |  | 34385 | 34380 | Duplex Receptacle | N/A |  | 34403,34407,34411,34415,34419,34423,34427,51067,51153,51155,51157,51159 | 15 | 1K7eM1Qof1dOc9$mY9I4DZ | N/A | 61 | N/A | M_Duplex Receptacle:Duplex Receptacle:Duplex Receptacle:575425 |  | N/A | 34386 | N/A | NEW | Orphaned | N/A | N/A | N/A | N/A | N/A | N/A | N/A | 23 | 1 | TRUE | 60 | 125 | N/A | N/A | N/A | N/A | N/A | N/A | 5262BLK | 52 | N/A | Ground Fault Receptacles | N/A | N/A |  | L1 | N/A | 0.80 | NOTKNOWN | N/A | N/A | 23.80.50.11.17 | 5262BLK | Legrand; Pass & Seymour | [5 empty] | Type D | [7 empty] | 120 V/1-180 VA |  |  | 5 | Unit B Panelboard |  | 0.000000 | [11 empty] | Receptacle |  |  |  | 1.509186 |  |  |  |  | 0.000000 | TRUE | 1937.503875 | 1291.669250
34438 | Level 2 |  | N/A | N/A | 575426 | New Construction | N/A |  | N/A | FIXED | N/A |  | 50948 |  |  | 34437 | 34432 | Duplex Receptacle | N/A |  | 34455,34459,34463,34467,34471,34475,34479,51067,51153,51155,51157,51159 | 15 | 1K7eM1Qof1dOc9$mY9I4DW | N/A | 61 | N/A | M_Duplex Receptacle:Duplex Receptacle:Duplex Receptacle:575426 |  | N/A | 34438 | N/A | NEW | Orphaned | N/A | N/A | N/A | N/A | N/A | N/A | N/A | 24 | 1 | TRUE | 60 | 125 | N/A | N/A | N/A | N/A | N/A | N/A | 5262BLK | 52 | N/A | Ground Fault Receptacles | N/A | N/A |  | L1 | N/A | 0.80 | NOTKNOWN | N/A | N/A | 23.80.50.11.17 | 5262BLK | Legrand; Pass & Seymour | [5 empty] | Type D | [7 empty] | 120 V/1-180 VA |  |  | 7 | Unit B Panelboard |  | 0.000000 | [11 empty] | Receptacle |  |  |  | 1.509186 |  |  |  |  | 0.000000 | TRUE | 1937.503875 | 1291.669250
34490 | Level 2 |  | N/A | N/A | 575428 | New Construction | N/A |  | N/A | FIXED | N/A |  | 50948 |  |  | 34489 | 34484 | Duplex Receptacle | N/A |  | 34507,34511,34515,34519,34523,34527,34531,51067,51153,51155,51157,51159 | 15 | 1K7eM1Qof1dOc9$mY9I4Dc | N/A | 61 | N/A | M_Duplex Receptacle:Duplex Receptacle:Duplex Receptacle:575428 |  | N/A | 34490 | N/A | NEW | Orphaned | N/A | N/A | N/A | N/A | N/A | N/A | N/A | 25 | 1 | TRUE | 60 | 125 | N/A | N/A | N/A | N/A | N/A | N/A | 5262BLK | 52 | N/A | Ground Fault Receptacles | N/A | N/A |  | L1 | N/A | 0.80 | NOTKNOWN | N/A | N/A | 23.80.50.11.17 | 5262BLK | Legrand; Pass & Seymour | [5 empty] | Type D | [7 empty] | 120 V/1-180 VA |  |  | 7 | Unit B Panelboard |  | 0.000000 | [11 empty] | Receptacle |  |  |  | 1.509186 |  |  |  |  | 0.000000 | TRUE | 1937.503875 | 1291.669250
34542 | Level 2 |  | N/A | N/A | 575430 | New Construction | N/A |  | N/A | FIXED | N/A |  | 50948 |  |  | 34541 | 34536 | Duplex Receptacle | N/A |  | 34559,34563,34567,34571,34575,34579,34583,51067,51153,51155,51157,51159 | 15 | 1K7eM1Qof1dOc9$mY9I4Da | N/A | 61 | N/A | M_Duplex Receptacle:Duplex Receptacle:Duplex Receptacle:575430 |  | N/A | 34542 | N/A | NEW | Orphaned | N/A | N/A | N/A | N/A | N/A | N/A | N/A | 26 | 1 | TRUE | 60 | 125 | N/A | N/A | N/A | N/A | N/A | N/A | 5262BLK | 52 | N/A | Ground Fault Receptacles | N/A | N/A |  | L1 | N/A | 0.80 | NOTKNOWN | N/A | N/A | 23.80.50.11.17 | 5262BLK | Legrand; Pass & Seymour | [5 empty] | Type D | [7 empty] | 120 V/1-180 VA |  |  | 6 | Unit A Panelboard |  | 0.000000 | [11 empty] | Receptacle |  |  |  | 1.509186 |  |  |  |  | 0.000000 | TRUE | 1937.503875 | 1291.669250
34594 | Level 2 |  | N/A | N/A | 575432 | New Construction | N/A |  | N/A | FIXED | N/A |  | 50948 |  |  | 34593 | 34588 | Duplex Receptacle | N/A |  | 34611,34615,34619,34623,34627,34631,34635,51067,51153,51155,51157,51159 | 15 | 1K7eM1Qof1dOc9$mY9I4Dg | N/A | 61 | N/A | M_Duplex Receptacle:Duplex Receptacle:Duplex Receptacle:575432 |  | N/A | 34594 | N/A | NEW | Orphaned | N/A | N/A | N/A | N/A | N/A | N/A | N/A | 27 | 1 | TRUE | 60 | 125 | N/A | N/A | N/A | N/A | N/A | N/A | 5262BLK | 52 | N/A | Ground Fault Receptacles | N/A | N/A |  | L1 | N/A | 0.80 | NOTKNOWN | N/A | N/A | 23.80.50.11.17 | 5262BLK | Legrand; Pass & Seymour | [5 empty] | Type D | [7 empty] | 120 V/1-180 VA |  |  | 6 | Unit A Panelboard |  | 0.000000 | [11 empty] | Receptacle |  |  |  | 1.509186 |  |  |  |  | 0.000000 | TRUE | 1937.503875 | 1291.669250
34646 | Level 2 |  | N/A | N/A | 575434 | New Construction | N/A |  | N/A | FIXED | N/A |  | 50948 |  |  | 34645 | 34640 | Duplex Receptacle | N/A |  | 34663,34667,34671,34675,34679,34683,34687,51067,51153,51155,51157,51159 | 15 | 1K7eM1Qof1dOc9$mY9I4De | N/A | 61 | N/A | M_Duplex Receptacle:Duplex Receptacle:Duplex Receptacle:575434 |  | N/A | 34646 | N/A | NEW | Orphaned | N/A | N/A | N/A | N/A | N/A | N/A | N/A | 28 | 1 | TRUE | 60 | 125 | N/A | N/A | N/A | N/A | N/A | N/A | 5262BLK | 52 | N/A | Ground Fault Receptacles | N/A | N/A |  | L1 | N/A | 0.80 | NOTKNOWN | N/A | N/A | 23.80.50.11.17 | 5262BLK | Legrand; Pass & Seymour | [5 empty] | Type D | [7 empty] | 120 V/1-180 VA |  |  | 5 | Unit A Panelboard |  | 0.000000 | [11 empty] | Receptacle |  |  |  | 1.509186 |  |  |  |  | 0.000000 | TRUE | 1937.503875 | 1291.669250
34698 | Level 2 |  | N/A | N/A | 575435 | New Construction | N/A |  | N/A | FIXED | N/A |  | 50948 |  |  | 34697 | 34692 | Duplex Receptacle | N/A |  | 34715,34719,34723,34727,34731,34735,34739,51067,51153,51155,51157,51159 | 15 | 1K7eM1Qof1dOc9$mY9I4Df | N/A | 61 | N/A | M_Duplex Receptacle:Duplex Receptacle:Duplex Receptacle:575435 |  | N/A | 34698 | N/A | NEW | Orphaned | N/A | N/A | N/A | N/A | N/A | N/A | N/A | 29 | 1 | TRUE | 60 | 125 | N/A | N/A | N/A | N/A | N/A | N/A | 5262BLK | 52 | N/A | Ground Fault Receptacles | N/A | N/A |  | L1 | N/A | 0.80 | NOTKNOWN | N/A | N/A | 23.80.50.11.17 | 5262BLK | Legrand; Pass & Seymour | [5 empty] | Type D | [7 empty] | 120 V/1-180 VA |  |  | 5 | Unit A Panelboard |  | 0.000000 | [11 empty] | Receptacle |  |  |  | 1.509186 |  |  |  |  | 0.000000 | TRUE | 1937.503875 | 1291.669250
34750 | Level 2 |  | N/A | N/A | 575436 | New Construction | N/A |  | N/A | FIXED | N/A |  | 50948 |  |  | 34749 | 34744 | Duplex Receptacle | N/A |  | 34767,34771,34775,34779,34783,34787,34791,51067,51153,51155,51157,51159 | 15 | 1K7eM1Qof1dOc9$mY9I4Dk | N/A | 61 | N/A | M_Duplex Receptacle:Duplex Receptacle:Duplex Receptacle:575436 |  | N/A | 34750 | N/A | NEW | Orphaned | N/A | N/A | N/A | N/A | N/A | N/A | N/A | 30 | 1 | TRUE | 60 | 125 | N/A | N/A | N/A | N/A | N/A | N/A | 5262BLK | 52 | N/A | Ground Fault Receptacles | N/A | N/A |  | L1 | N/A | 0.80 | NOTKNOWN | N/A | N/A | 23.80.50.11.17 | 5262BLK | Legrand; Pass & Seymour | [5 empty] | Type D | [7 empty] | 120 V/1-180 VA |  |  | 8 | Unit B Panelboard |  | 0.000000 | [11 empty] | Receptacle |  |  |  | 1.509186 |  |  |  |  | 0.000000 | TRUE | 1937.503875 | 1291.669250
34802 | Level 2 |  | N/A | N/A | 575438 | New Construction | N/A |  | N/A | FIXED | N/A |  | 50948 |  |  | 34801 | 34796 | Duplex Receptacle | N/A |  | 34819,34823,34827,34831,34835,34839,34843,51067,51153,51155,51157,51159 | 15 | 1K7eM1Qof1dOc9$mY9I4Di | N/A | 61 | N/A | M_Duplex Receptacle:Duplex Receptacle:Duplex Receptacle:575438 |  | N/A | 34802 | N/A | NEW | Orphaned | N/A | N/A | N/A | N/A | N/A | N/A | N/A | 31 | 1 | TRUE | 60 | 125 | N/A | N/A | N/A | N/A | N/A | N/A | 5262BLK | 52 | N/A | Ground Fault Receptacles | N/A | N/A |  | L1 | N/A | 0.80 | NOTKNOWN | N/A | N/A | 23.80.50.11.17 | 5262BLK | Legrand; Pass & Seymour | [5 empty] | Type D | [7 empty] | 120 V/1-180 VA |  |  | 8 | Unit B Panelboard |  | 0.000000 | [11 empty] | Receptacle |  |  |  | 1.509186 |  |  |  |  | 0.000000 | TRUE | 1937.503875 | 1291.669250
34854 | Level 2 |  | N/A | N/A | 575439 | New Construction | N/A |  | N/A | FIXED | N/A |  | 50948 |  |  | 34853 | 34848 | Duplex Receptacle | N/A |  | 34871,34875,34879,34883,34887,34891,34895,51067,51153,51155,51157,51159 | 15 | 1K7eM1Qof1dOc9$mY9I4Dj | N/A | 61 | N/A | M_Duplex Receptacle:Duplex Receptacle:Duplex Receptacle:575439 |  | N/A | 34854 | N/A | NEW | Orphaned | N/A | N/A | N/A | N/A | N/A | N/A | N/A | 32 | 1 | TRUE | 60 | 125 | N/A | N/A | N/A | N/A | N/A | N/A | 5262BLK | 52 | N/A | Ground Fault Receptacles | N/A | N/A |  | L1 | N/A | 0.80 | NOTKNOWN | N/A | N/A | 23.80.50.11.17 | 5262BLK | Legrand; Pass & Seymour | [5 empty] | Type D | [7 empty] | 120 V/1-180 VA |  |  | 8 | Unit B Panelboard |  | 0.000000 | [11 empty] | Receptacle |  |  |  | 1.509186 |  |  |  |  | 0.000000 | TRUE | 1937.503875 | 1291.669250
34906 | Level 2 |  | N/A | N/A | 575440 | New Construction | N/A |  | N/A | FIXED | N/A |  | 50948 |  |  | 34905 | 34900 | Duplex Receptacle | N/A |  | 34923,34927,34931,34935,34939,34943,34947,51067,51153,51155,51157,51159 | 15 | 1K7eM1Qof1dOc9$mY9I4Do | N/A | 61 | N/A | M_Duplex Receptacle:Duplex Receptacle:Duplex Receptacle:575440 |  | N/A | 34906 | N/A | NEW | Orphaned | N/A | N/A | N/A | N/A | N/A | N/A | N/A | 33 | 1 | TRUE | 60 | 125 | N/A | N/A | N/A | N/A | N/A | N/A | 5262BLK | 52 | N/A | Ground Fault Receptacles | N/A | N/A |  | L1 | N/A | 0.80 | NOTKNOWN | N/A | N/A | 23.80.50.11.17 | 5262BLK | Legrand; Pass & Seymour | [5 empty] | Type D | [7 empty] | 120 V/1-180 VA |  |  | 5 | Unit A Panelboard |  | 0.000000 | [11 empty] | Receptacle |  |  |  | 1.509186 |  |  |  |  | 0.000000 | TRUE | 1937.503875 | 1291.669250
39391 | Level 2 |  | N/A | N/A | 575505 | New Construction | N/A |  | N/A | FIXED | N/A |  | 50948 |  |  | 39390 | 39385 | 150W - 120V | N/A | 51047 | 39413,39417,39421,39425,39429,39433,39437,39441,51063,51127,51129,51131,51133,51135,51137,51139,51141 | 20 | 1K7eM1Qof1dOc9$mY9I4op | N/A | 61 | N/A | M_Pendant Light - Hemisphere:150W - 120V:150W - 120V:575505 |  | N/A | 39391 | N/A | NEW | Orphaned | N/A | N/A | N/A | N/A | N/A | N/A | N/A | 17 | 1 | TRUE | 60 | 120 | N/A | N/A | N/A | N/A | N/A | N/A | 5601 | 54 | N/A | General Luminaries, Non Directional | N/A | N/A |  | L1 | N/A | 0.28 | NOTKNOWN | N/A | N/A | 23.80.70.11.11 | 5601 | Kandelite Co. | 0 | 0 | 0 | 0 | Point+Spherical | Type B | 0 | UNSET | 16777215 | NONE | F | OTHER | UNSET | 120 V/1-150 VA | 1 | UNSET | 6 | Unit A Panelboard | 0 | 0.000000 |  | 0 | SUSPENDED | 1 | 60 | 3 | CEILING | 0 | D5020220 |  | 0.246063 | Lighting - Dwelling Unit | 1291.669250 | A-21 | Lighting - Incandescent | 3.937008 | 1614.586563 | Metal - Chrome | 2.214567 | Glass - Frosted
39454 | Level 2 |  | N/A | N/A | 575507 | New Construction | N/A |  | N/A | FIXED | N/A |  | 50948 |  |  | 39453 | 39448 | Single Pole | N/A |  | 39468,39472,39476,39480,39484,39488,51065,51143,51145,51147,51149,51151 | 20 | 1K7eM1Qof1dOc9$mY9I4on | N/A | 61 | N/A | M_Lighting Switches:Single Pole:Single Pole:575507 |  | N/A | 39454 | N/A |  | Orphaned | N/A | N/A | N/A | N/A | N/A | N/A | N/A |  | 1 | TRUE | 60 | 120 | N/A | N/A | N/A | N/A | N/A | N/A | ABC | 52 | N/A | Switches | N/A | N/A |  | L1 | N/A | 0.90 | UNKNOWN | N/A | N/A | 23.80.50.11.14 | ABC | Hampton Bay | [13 empty] | 120 V/1-0 VA |  |  | 6 | Unit A Panelboard |  | 0.000000 | [11 empty] | Other |  |  |  | 3.937008 | 0.000000 |  |  |  | 0.000000 |  |  | 1291.669250
39499 | Level 2 |  | N/A | N/A | 575508 | New Construction | N/A |  | N/A | FIXED | N/A |  | 50948 |  |  | 39498 | 39493 | 150W - 120V | N/A | 51049 | 39521,39525,39529,39533,39537,39541,39545,39549,51063,51127,51129,51131,51133,51135,51137,51139,51141 | 20 | 1K7eM1Qof1dOc9$mY9I4os | N/A | 61 | N/A | M_Pendant Light - Hemisphere:150W - 120V:150W - 120V:575508 |  | N/A | 39499 | N/A | NEW | Orphaned | N/A | N/A | N/A | N/A | N/A | N/A | N/A | 18 | 1 | TRUE | 60 | 120 | N/A | N/A | N/A | N/A | N/A | N/A | 5601 | 54 | N/A | General Luminaries, Non Directional | N/A | N/A |  | L1 | N/A | 0.28 | NOTKNOWN | N/A | N/A | 23.80.70.11.11 | 5601 | Kandelite Co. | 0 | 0 | 0 | 0 | Point+Spherical | Type B | 0 | UNSET | 16777215 | NONE | F | OTHER | UNSET | 120 V/1-150 VA | 1 | UNSET | 7 | Unit B Panelboard | 0 | 0.000000 |  | 0 | SUSPENDED | 1 | 60 | 3 | CEILING | 0 | D5020220 |  | 0.246063 | Lighting - Dwelling Unit | 1291.669250 | A-21 | Lighting - Incandescent | 3.937008 | 1614.586563 | Metal - Chrome | 2.214567 | Glass - Frosted
39562 | Level 2 |  | N/A | N/A | 575510 | New Construction | N/A |  | N/A | FIXED | N/A |  | 50948 |  |  | 39561 | 39556 | Single Pole | N/A |  | 39576,39580,39584,39588,39592,39596,51065,51143,51145,51147,51149,51151 | 20 | 1K7eM1Qof1dOc9$mY9I4oq | N/A | 61 | N/A | M_Lighting Switches:Single Pole:Single Pole:575510 |  | N/A | 39562 | N/A |  | Orphaned | N/A | N/A | N/A | N/A | N/A | N/A | N/A |  | 1 | TRUE | 60 | 120 | N/A | N/A | N/A | N/A | N/A | N/A | ABC | 52 | N/A | Switches | N/A | N/A |  | L1 | N/A | 0.90 | UNKNOWN | N/A | N/A | 23.80.50.11.14 | ABC | Hampton Bay | [13 empty] | 120 V/1-0 VA |  |  | 7 | Unit B Panelboard |  | 0.000000 | [11 empty] | Other |  |  |  | 3.937008 | 0.000000 |  |  |  | 0.000000 |  |  | 1291.669250
36166 | Level 1 | 1.666667 | N/A | N/A | 575479 | New Construction | N/A |  | N/A | FIXED | N/A | 4.166667 | 50926 |  |  | 36165 | 36160 | 400 A | N/A |  | 36279,36283,36287,36291,36295,36299,36303,36307,36311,51069,51161,51163,51165,51167,51169 | 600 | 1K7eM1Qof1dOc9$mY9I4DL | N/A | 61 | N/A | M_Lighting and Appliance Panelboard - 208V MLO:400 A:Unit A Panelboard:575479 |  | N/A | 36166 | N/A | NEW | Orphaned | N/A | N/A | N/A | N/A | N/A | N/A | N/A | 8 | 1 | TRUE | 50-60 | 240 | N/A | N/A | N/A | N/A | N/A | N/A | NQ | 14 | N/A | Distribution Boards and Control Panels | N/A | N/A | 0.479331 | L3 | N/A | 0.85 | NOTKNOWN | N/A | N/A | 23.80.30.11.17 | NQ | NQ, NF, I-Line and QMB Panelboard Products | [5 empty] | Type E | [7 empty] | 208 V/3-0 VA | [5 empty] | 0.000000 | [11 empty] | Other |  |  |  | 3.937008 |  |  |  |  | 0.000000 | [6 empty] | Unit A Panelboard |  | TRUE | FALSE |  |  | 24 | 1.000000 | Distribution System: 120/208 Wye | 1571530.920840 | 422.581537 | 100.000000 | 2.498150 | 1.000000 | 551539.633250 | 1638719.249661 | 1.000000 | 1638719.249661 | 1.000000 | 5166.677000 | 1.000000 | 1571530.920840 | 1 | 5166.677000 | 4 | 3 | 5834.039446 | 9687.519375 | 422.581537 | 46500.093000 | 405.255477 | 1.332347 | 0.000000 | 9687.519375 | 4.166667 | 418.300973 | 1.504442 | 423.832914 | 427.735164 | 1.000000 | 46500.093000 | 2.498150 | 11.991121 | 405.255477 | 1.504442 | 546499.216693 | 0.000000 | 11.991121 | 540306.503465 | 0.000000 | 1.332347 | 5834.039446 | 0.000000 | Type 1 | Recessed | 4.166667 | 4.416667 | 4.166667
36332 | Level 1 | 1.666667 | N/A | N/A | 575481 | New Construction | N/A |  | N/A | FIXED | N/A | 4.166667 | 50926 |  |  | 36331 | 36326 | 400 A | N/A |  | 36381,36385,36389,36393,36397,36401,36405,36409,36413,51069,51161,51163,51165,51167,51169 | 600 | 1K7eM1Qof1dOc9$mY9I4DR | N/A | 61 | N/A | M_Lighting and Appliance Panelboard - 208V MLO:400 A:Unit B Panelboard:575481 |  | N/A | 36332 | N/A | NEW | Orphaned | N/A | N/A | N/A | N/A | N/A | N/A | N/A | 9 | 1 | TRUE | 50-60 | 240 | N/A | N/A | N/A | N/A | N/A | N/A | NQ | 14 | N/A | Distribution Boards and Control Panels | N/A | N/A | 0.479331 | L3 | N/A | 0.85 | NOTKNOWN | N/A | N/A | 23.80.30.11.17 | NQ | NQ, NF, I-Line and QMB Panelboard Products | [5 empty] | Type E | [7 empty] | 208 V/3-0 VA | [5 empty] | 0.000000 | [11 empty] | Other |  |  |  | 3.937008 |  |  |  |  | 0.000000 | [6 empty] | Unit B Panelboard |  | TRUE | FALSE |  |  | 24 | 1.000000 | Distribution System: 120/208 Wye | 1571530.920840 | 422.081907 | 100.000000 | 2.498150 | 1.000000 | 559295.174396 | 1636781.745786 | 1.000000 | 1636781.745786 | 1.000000 | 5166.677000 | 1.000000 | 1571530.920840 | 1 | 5166.677000 | 4 | 3 | 5834.039446 | 9687.519375 | 422.081907 | 44562.589125 | 405.255477 | 1.332347 | 0.000000 | 9687.519375 | 4.166667 | 416.401714 | 1.504442 | 417.660994 | 433.169754 | 1.000000 | 44562.589125 | 2.498150 | 11.491491 | 405.255477 | 1.504442 | 539262.985973 | 0.000000 | 11.491491 | 537853.289176 | 0.000000 | 1.332347 | 5834.039446 | 0.000000 | Type 1 | Recessed | 4.166667 | 4.416667 | 4.166667
48371 | Level 1 |  | N/A | N/A | 610280 | New Construction | N/A |  | N/A | FIXED | N/A |  | 50926 |  |  | 48370 | 48365 | Smoke Detector | N/A |  | 48421,48425,48429,48433,48437,51077,51189,51191,51193,51195 |  | 1l2cgO2D5FS9t6u8i4CuNa | N/A | 61 | N/A | M_Smoke Detector:Smoke Detector:Smoke Detector:610280 |  | N/A | 48371 | N/A | NEW | Linked Revit Model : Duplex_A_2013.rvt | N/A | N/A | N/A | N/A | N/A | N/A | N/A | [5 empty] | N/A | N/A | N/A | N/A | N/A | N/A | 480(C) |  | N/A | Smoke Detectors | N/A | N/A |  |  | N/A |  |  | N/A | N/A | 23.85.30.21.11.11.11 | 480(C) | FIREX; Smoke Alarm | [5 empty] | Type C | [10 empty] | 1 | Fire Alarm Panel |  | 8.530184 | [15 empty] | 3.937008 |  |  |  |  | 0.000000 | [5 empty] | Level: Level 1 | [58 empty] | 0.124672 | 0.167323 | 0.229659 | 0.167323 | 0.124672
48639 | Level 1 |  | N/A | N/A | 610550 | New Construction | N/A |  | N/A | FIXED | N/A |  | 50926 |  |  | 48638 | 48633 | Smoke Detector | N/A |  | 48654,48658,48662,48666,48670,51077,51189,51191,51193,51195 |  | 1l2cgO2D5FS9t6u8i4Cvhw | N/A | 61 | N/A | M_Smoke Detector:Smoke Detector:Smoke Detector:610550 |  | N/A | 48639 | N/A | NEW | Linked Revit Model : Duplex_A_2013.rvt | N/A | N/A | N/A | N/A | N/A | N/A | N/A | [5 empty] | N/A | N/A | N/A | N/A | N/A | N/A | 480(C) |  | N/A | Smoke Detectors | N/A | N/A |  |  | N/A |  |  | N/A | N/A | 23.85.30.21.11.11.11 | 480(C) | FIREX; Smoke Alarm | [5 empty] | Type C | [10 empty] | 2 | Fire Alarm Panel |  | 8.530184 | [15 empty] | 3.937008 |  |  |  |  | 0.000000 | [5 empty] | Level: Level 1 | [58 empty] | 0.124672 | 0.167323 | 0.229659 | 0.167323 | 0.124672
48459 | Level 2 |  | N/A | N/A | 610319 | New Construction | N/A |  | N/A | FIXED | N/A |  | 50948 |  |  | 48458 | 48453 | Smoke Detector | N/A |  | 48474,48478,48482,48486,48490,51077,51189,51191,51193,51195 |  | 1l2cgO2D5FS9t6u8i4Cve3 | N/A | 61 | N/A | M_Smoke Detector:Smoke Detector:Smoke Detector:610319 |  | N/A | 48459 | N/A | NEW | Linked Revit Model : Duplex_A_2013.rvt | N/A | N/A | N/A | N/A | N/A | N/A | N/A | [5 empty] | N/A | N/A | N/A | N/A | N/A | N/A | 480(C) |  | N/A | Smoke Detectors | N/A | N/A |  |  | N/A |  |  | N/A | N/A | 23.85.30.21.11.11.11 | 480(C) | FIREX; Smoke Alarm | [5 empty] | Type C | [10 empty] | 1 | Fire Alarm Panel |  | 18.700787 | [15 empty] | 3.937008 |  |  |  |  | 0.000000 | [5 empty] | Level: Level 1 | [58 empty] | 0.124672 | 0.167323 | 0.229659 | 0.167323 | 0.124672
48504 | Level 2 |  | N/A | N/A | 610426 | New Construction | N/A |  | N/A | FIXED | N/A |  | 50948 |  |  | 48503 | 48498 | Smoke Detector | N/A |  | 48519,48523,48527,48531,48535,51077,51189,51191,51193,51195 |  | 1l2cgO2D5FS9t6u8i4Cvfs | N/A | 61 | N/A | M_Smoke Detector:Smoke Detector:Smoke Detector:610426 |  | N/A | 48504 | N/A | NEW | Linked Revit Model : Duplex_A_2013.rvt | N/A | N/A | N/A | N/A | N/A | N/A | N/A | [5 empty] | N/A | N/A | N/A | N/A | N/A | N/A | 480(C) |  | N/A | Smoke Detectors | N/A | N/A |  |  | N/A |  |  | N/A | N/A | 23.85.30.21.11.11.11 | 480(C) | FIREX; Smoke Alarm | [5 empty] | Type C | [10 empty] | 2 | Fire Alarm Panel |  | 18.700787 | [15 empty] | 3.937008 |  |  |  |  | 0.000000 | [5 empty] | Level: Level 1 | [58 empty] | 0.124672 | 0.167323 | 0.229659 | 0.167323 | 0.124672
48549 | Level 2 |  | N/A | N/A | 610469 | New Construction | N/A |  | N/A | FIXED | N/A |  | 50948 |  |  | 48548 | 48543 | Smoke Detector | N/A |  | 48564,48568,48572,48576,48580,51077,51189,51191,51193,51195 |  | 1l2cgO2D5FS9t6u8i4Cvgf | N/A | 61 | N/A | M_Smoke Detector:Smoke Detector:Smoke Detector:610469 |  | N/A | 48549 | N/A | NEW | Linked Revit Model : Duplex_A_2013.rvt | N/A | N/A | N/A | N/A | N/A | N/A | N/A | [5 empty] | N/A | N/A | N/A | N/A | N/A | N/A | 480(C) |  | N/A | Smoke Detectors | N/A | N/A |  |  | N/A |  |  | N/A | N/A | 23.85.30.21.11.11.11 | 480(C) | FIREX; Smoke Alarm | [5 empty] | Type C | [10 empty] | 2 | Fire Alarm Panel |  | 18.700787 | [15 empty] | 3.937008 |  |  |  |  | 0.000000 | [5 empty] | Level: Level 1 | [58 empty] | 0.124672 | 0.167323 | 0.229659 | 0.167323 | 0.124672
48594 | Level 2 |  | N/A | N/A | 610482 | New Construction | N/A |  | N/A | FIXED | N/A |  | 50948 |  |  | 48593 | 48588 | Smoke Detector | N/A |  | 48609,48613,48617,48621,48625,51077,51189,51191,51193,51195 |  | 1l2cgO2D5FS9t6u8i4Cvg_ | N/A | 61 | N/A | M_Smoke Detector:Smoke Detector:Smoke Detector:610482 |  | N/A | 48594 | N/A | NEW | Linked Revit Model : Duplex_A_2013.rvt | N/A | N/A | N/A | N/A | N/A | N/A | N/A | [5 empty] | N/A | N/A | N/A | N/A | N/A | N/A | 480(C) |  | N/A | Smoke Detectors | N/A | N/A |  |  | N/A |  |  | N/A | N/A | 23.85.30.21.11.11.11 | 480(C) | FIREX; Smoke Alarm | [5 empty] | Type C | [10 empty] | 1 | Fire Alarm Panel |  | 18.700787 | [15 empty] | 3.937008 |  |  |  |  | 0.000000 | [5 empty] | Level: Level 1 | [58 empty] | 0.124672 | 0.167323 | 0.229659 | 0.167323 | 0.124672
48700 | Level 1 | 0.334646 | N/A | N/A | 610678 | New Construction | N/A |  | N/A | FIXED | N/A | 0.072178 | 50926 | T |  | 48699 | 48694 | Thermostat | N/A |  | 48757,48761,48765,48769,48773,51079,51197,51199,51201,51203 | 15 | 1l2cgO2D5FS9t6u8i4Cvjw | N/A | 61 | N/A | M_Thermostat:Thermostat:Thermostat:610678 |  | N/A | 48700 | N/A | N/A | Linked Revit Model : Duplex_A_2013.rvt | N/A | N/A | N/A | N/A | N/A | N/A | N/A | 5 | 1 | TRUE | 60 | 24 | N/A | N/A | N/A | N/A | N/A | N/A | N/A | 54 | N/A | Environmental Controls | N/A | N/A |  | L1 | N/A | 0.85 | NOTKNOWN | N/A | N/A | 23.85.80.11.24 | TH3110D1008 | Grainger | [16 empty] | <unnamed> |  |  | 4.343230 | [15 empty] | 3.937008 | [10 empty] | Level: Level 1 | [64 empty] | 0.364173
48792 | Level 1 | 0.334646 | N/A | N/A | 610734 | New Construction | N/A |  | N/A | FIXED | N/A | 0.072178 | 50926 | T |  | 48791 | 48786 | Thermostat | N/A |  | 48806,48810,48814,48818,48822,51079,51197,51199,51201,51203 | 15 | 1l2cgO2D5FS9t6u8i4CvkY | N/A | 61 | N/A | M_Thermostat:Thermostat:Thermostat:610734 |  | N/A | 48792 | N/A | N/A | Linked Revit Model : Duplex_A_2013.rvt | N/A | N/A | N/A | N/A | N/A | N/A | N/A | 6 | 1 | TRUE | 60 | 24 | N/A | N/A | N/A | N/A | N/A | N/A | N/A | 54 | N/A | Environmental Controls | N/A | N/A |  | L1 | N/A | 0.85 | NOTKNOWN | N/A | N/A | 23.85.80.11.24 | TH3110D1008 | Grainger | [16 empty] | <unnamed> |  |  | 4.269974 | [15 empty] | 3.937008 | [10 empty] | Level: Level 1 | [64 empty] | 0.364173
50635 | Level 1 | 1.312336 | N/A | N/A | 617780 | New Construction | N/A |  | N/A | FIXED | N/A | 1.558399 | 50926 |  |  | 50634 | 50629 | 400x475 | N/A |  | 50695,50699,50703,50707,50711,50715,50719,51083,51219,51221,51223,51225 | 50 | 1X2juAWRHAZx7O3Qb7ibVJ | N/A | 61 | N/A | M_Fire Alarm Control Panel:400x475:Fire Alarm Panel:617780 |  | N/A | 50635 | N/A | NEW | Linked Revit Model : Duplex_A_2013.rvt | N/A | N/A | N/A | N/A | N/A | N/A | N/A | 1 | 1 | FALSE | 50-60 | 240 | N/A | N/A | N/A | N/A | N/A | N/A | SKU VEN3-GEC-6001020 | 54 | N/A | Alarm Panels | N/A | N/A | 0.364173 | L3 | N/A | 0.90 | NOTKNOWN | N/A | N/A | 23.85.30.21.11.14 | SKU VEN3-GEC-6001020 | UTC FIRE & SECURITY GE | [5 empty] | Type E | [13 empty] | 3.937008 | [15 empty] | 3.937008 | [10 empty] | Level: Level 1 | Fire Alarm Panel |  | TRUE | TRUE | [61 empty] | 0.089895
48853 | Level 1 |  | N/A | N/A | 611904 | New Construction | N/A |  | N/A | FIXED | N/A |  | 50926 |  |  | 48852 | 48847 | Telophone Outlet | N/A |  | 48895,48899,48903,48907,48918,51205,51207,51209 |  | 1l2cgO2D5FS9t6u8i4CvnC | N/A | 61 | N/A | M_Telephone Outlet:Telophone Outlet:Telophone Outlet:611904 |  | N/A | 48853 | N/A |  | Linked Revit Model : Duplex_A_2013.rvt | N/A | N/A | N/A | N/A | N/A | N/A | N/A | [5 empty] | N/A | N/A | N/A | N/A | N/A | N/A | N/A |  | N/A | Telephone and Intercommunication Equipment | N/A | N/A |  |  | N/A |  |  | N/A | N/A | 23.85.50.14 |  | N/A | [5 empty] | Telophone Outlet | [10 empty] | 1 | TTB1 |  | 3.566921 | [15 empty] | 1.509186 |  |  |  |  | 0.000000 | [5 empty] | Level: Level 1 | [66 empty] | ELEMENT
48929 | Level 1 |  | N/A | N/A | 611989 | New Construction | N/A |  | N/A | FIXED | N/A |  | 50926 |  |  | 48928 | 48923 | Telophone Outlet | N/A |  | 48942,48946,48950,48954,48958,51205,51207,51209 |  | 1l2cgO2D5FS9t6u8i4CvoP | N/A | 61 | N/A | M_Telephone Outlet:Telophone Outlet:Telophone Outlet:611989 |  | N/A | 48929 | N/A |  | Linked Revit Model : Duplex_A_2013.rvt | N/A | N/A | N/A | N/A | N/A | N/A | N/A | [5 empty] | N/A | N/A | N/A | N/A | N/A | N/A | N/A |  | N/A | Telephone and Intercommunication Equipment | N/A | N/A |  |  | N/A |  |  | N/A | N/A | 23.85.50.14 |  | N/A | [5 empty] | Telophone Outlet | [10 empty] | 2 | TTB1 |  | 3.728404 | [15 empty] | 1.509186 |  |  |  |  | 0.000000 | [5 empty] | Level: Level 1 | [66 empty] | ELEMENT
48969 | Level 2 |  | N/A | N/A | 612214 | New Construction | N/A |  | N/A | FIXED | N/A |  | 50948 |  |  | 48968 | 48963 | Telophone Outlet | N/A |  | 48982,48986,48990,48994,48998,51205,51207,51209 |  | 1l2cgO2D5FS9t6u8i4Cvrw | N/A | 61 | N/A | M_Telephone Outlet:Telophone Outlet:Telophone Outlet:612214 |  | N/A | 48969 | N/A |  | Linked Revit Model : Duplex_A_2013.rvt | N/A | N/A | N/A | N/A | N/A | N/A | N/A | [5 empty] | N/A | N/A | N/A | N/A | N/A | N/A | N/A |  | N/A | Telephone and Intercommunication Equipment | N/A | N/A |  |  | N/A |  |  | N/A | N/A | 23.85.50.14 |  | N/A | [5 empty] | Telophone Outlet | [10 empty] | 1 | TTB1 |  | 12.624487 | [15 empty] | 1.509186 |  |  |  |  | 0.000000 | [5 empty] | Level: Level 1 | [66 empty] | ELEMENT
49009 | Level 2 |  | N/A | N/A | 612319 | New Construction | N/A |  | N/A | FIXED | N/A |  | 50948 |  |  | 49008 | 49003 | Telophone Outlet | N/A |  | 49022,49026,49030,49034,49038,51205,51207,51209 |  | 1l2cgO2D5FS9t6u8i4CvtJ | N/A | 61 | N/A | M_Telephone Outlet:Telophone Outlet:Telophone Outlet:612319 |  | N/A | 49009 | N/A |  | Linked Revit Model : Duplex_A_2013.rvt | N/A | N/A | N/A | N/A | N/A | N/A | N/A | [5 empty] | N/A | N/A | N/A | N/A | N/A | N/A | N/A |  | N/A | Telephone and Intercommunication Equipment | N/A | N/A |  |  | N/A |  |  | N/A | N/A | 23.85.50.14 |  | N/A | [5 empty] | Telophone Outlet | [10 empty] | 2 | TTB1 |  | 12.605721 | [15 empty] | 1.509186 |  |  |  |  | 0.000000 | [5 empty] | Level: Level 1 | [66 empty] | ELEMENT
3707 | Level 2 |  | N/A | N/A | 530072 | New Construction | N/A |  | N/A | FIXED | N/A |  | 50948 |  | Level: Level 2 | 3706 | 3701 | 147 kW | N/A |  | 3796,3800,3804,3808,3812,3816,51055,51087,51089,51091,51093,51095 | 30 | 10k69mF8j4eeUjUpzCXCG7 | N/A | 61 | N/A | M_Hot Water Boiler - 59-440 kW:147 kW:147 kW:530072 |  | N/A | 3707 | N/A |  | Level : Level 2 | N/A | N/A | N/A | N/A | N/A | N/A | N/A | 26 | 3 | TRUE | 50 | 230 | 17" | N/A | Linea HE | N/A | N/A | N/A | Linea HE | 52 | N/A | Hot Water Heat Generators | N/A | N/A |  | L1 | 14" | 0.26 | UNKNOWN | N/A | 33" | 23.75.10.11.14 | Linea HE | Vokera | [16 empty] | 9,11,13 | Unit A Panelboard | [13 empty] | Heating |  |  |  |  | 1571530.920840 |  |  |  | 0.062336 | [73 empty] | Unit A Hydronic Supply In,Unit A Hydronic Return,Unit A Natural Gas,Unit A Mechanical Exhaust Air | 0.041010 | 0.410105 | 0.666010 | 0.000000 | 1.000656 | 0.000000 | Hydronic Supply,Hydronic Return,Other,Power,Exhaust Air | 99974.400000 | 0.000000 | 0.015538 | 3465979.154181 | 2949311.454178 | 0.416667 | 0.918635 | 0.750656 | 0.833333 | 3 | 2238.893367 | 0.131234 | 0.131234 | 0.820210 | 2.001312 | 0.082021 | 0.065617 | 0.308399 | 3.166010 | 1.837270 | 0.065617 | 0.334646 | 0.666010
22561 | Level 2 |  | N/A | N/A | 557516 | New Construction | N/A |  | N/A | FIXED | N/A |  | 50948 |  | Level: Level 2 | 22560 | 22555 | 147 kW | N/A |  | 22581,22585,22589,22593,22597,22601,51055,51087,51089,51091,51093,51095 | 30 | 1jQu9wkdr0iwNuem13Fl5i | N/A | 61 | N/A | M_Hot Water Boiler - 59-440 kW:147 kW:147 kW:557516 |  | N/A | 22561 | N/A |  | Level : Level 2 | N/A | N/A | N/A | N/A | N/A | N/A | N/A | 64 | 3 | TRUE | 50 | 230 | 17" | N/A | Linea HE | N/A | N/A | N/A | Linea HE | 52 | N/A | Hot Water Heat Generators | N/A | N/A |  | L1 | 14" | 0.26 | UNKNOWN | N/A | 33" | 23.75.10.11.14 | Linea HE | Vokera | [16 empty] | 9,11,13 | Unit B Panelboard | [13 empty] | Heating |  |  |  |  | 1571530.920840 |  |  |  | 0.062336 | [73 empty] | Unit B Hydronic Supply In,Unit B Hydronic Return,Unit B Natural Gas,Unit B Mechanical Exhaust Air | 0.041010 | 0.410105 | 0.666010 | 0.000000 | 1.000656 | 0.000000 | Hydronic Supply,Hydronic Return,Other,Power,Exhaust Air | 99974.400000 | 0.000000 | 0.015538 | 3465979.154181 | 2949311.454178 | 0.416667 | 0.918635 | 0.750656 | 0.833333 | 3 | 2238.893367 | 0.131234 | 0.131234 | 0.820210 | 2.001312 | 0.082021 | 0.065617 | 0.308399 | 3.166010 | 1.837270 | 0.065617 | 0.334646 | 0.666010
22439 | Level 2 |  | N/A | N/A | 550094 | New Construction | N/A |  | N/A | FIXED | N/A |  | 50948 |  | Level: Level 2 | 22438 | 22433 | 3.9 LPS - 0.8 Meter Head | N/A |  | 22520,22524,22528,22532,22536,22540,51057,51097,51099,51101,51103,51105 | 30 | 13kXneVBL8egWoGKRJw4xa | N/A | 61 | N/A | M_Inline Pump - Circulator:3.9 LPS - 0.8 Meter Head:3.9 LPS - 0.8 Meter Head:550094 |  | N/A | 22439 | N/A |  | Level : Level 2 | N/A | N/A | N/A | N/A | N/A | N/A | N/A | 62 | 1 | TRUE | 60 | 230 | N/A | N/A | N/A | N/A | N/A | N/A | N/A | 56 | N/A | Pumps | N/A | N/A |  | L1 | N/A | 0.13 | UNKNOWN | N/A | N/A | 23.60.30.21 | A1B2C3 | Shanghai Aoli Pump Manufacture Co., Ltd. | [16 empty] | 10,12,14 | Unit A Panelboard | [13 empty] | Appliance - Dwelling Unit |  |  |  |  | 5834.039446 |  |  |  | 0.290846 | [73 empty] | Unit A Hydronic Supply In | [6 empty] | Undefined,Power | [7 empty] | 0.259678 |  | 3 | 2238.893367 | [12 empty] | 0.301837 | 0.280512 | 0.101811 | 1450.000000 | 1.414042 | 1.131234 | 0.203622 | 0.070040 | 0.238845 | 0.185144 | 0.172244 | 0.167323 | 0.498688 | 0.603675 | 0.561024 | 0.203622 | 0.086122 | 0.426509 | 0.065617 | 0.065617 | 0.334646 | 0.131234 | 0.131234
39607 | Level 2 |  | N/A | N/A | 580717 | New Construction | N/A |  | N/A | FIXED | N/A |  | 50948 |  | Level: Level 2 | 39606 | 39601 | 3.9 LPS - 0.8 Meter Head | N/A |  | 39624,39628,39632,39636,39640,39644,51057,51097,51099,51101,51103,51105 | 30 | 2$dTH4D0v6UvzO4e0uyqX5 | N/A | 61 | N/A | M_Inline Pump - Circulator:3.9 LPS - 0.8 Meter Head:3.9 LPS - 0.8 Meter Head:580717 |  | N/A | 39607 | N/A |  | Level : Level 2 | N/A | N/A | N/A | N/A | N/A | N/A | N/A | 74 | 1 | TRUE | 60 | 230 | N/A | N/A | N/A | N/A | N/A | N/A | N/A | 56 | N/A | Pumps | N/A | N/A |  | L1 | N/A | 0.13 | UNKNOWN | N/A | N/A | 23.60.30.21 | A1B2C3 | Shanghai Aoli Pump Manufacture Co., Ltd. | [16 empty] | 10,12,14 | Unit B Panelboard | [13 empty] | Appliance - Dwelling Unit |  |  |  |  | 5834.039446 |  |  |  | 0.311670 | [73 empty] | Unit B Hydronic Supply In | [6 empty] | Undefined,Power | [7 empty] | 0.259678 |  | 3 | 2238.893367 | [12 empty] | 0.301837 | 0.280512 | 0.101811 | 1450.000000 | 1.414042 | 1.131234 | 0.203622 | 0.070040 | 0.238845 | 0.185144 | 0.172244 | 0.167323 | 0.498688 | 0.603675 | 0.561024 | 0.203622 | 0.086122 | 0.426509 | 0.065617 | 0.065617 | 0.334646 | 0.131234 | 0.131234
43208 | R301 |  | N/A | N/A | 602113 | New Construction | N/A |  | N/A | FIXED | N/A |  | 51239 |  |  | 43207 | 43198 | 991-1905 LPS | N/A |  | 43289,43293,43297,43301,43305,43309,43313,51073,51175,51177,51179,51181,51183,51185,51187 | 30 | 2Rz4AOKDzDwO7k0TYgCbNX | N/A | 61 | N/A | M_Centrifugal Fan - Rooftop - Upblast:991-1905 LPS:991-1905 LPS:602113 |  | N/A | 43208 | N/A |  | Linked Revit Model : Duplex_A_2013.rvt | N/A | N/A | N/A | N/A | N/A | N/A | N/A | 75 | 1 | TRUE | 60 | 240 | N/A | N/A | N/A | N/A | N/A | N/A | DCLH | 54 | N/A | Centrifugal Fans | N/A | N/A |  | L1 | N/A | 0.15 | UNKNOWN | N/A | N/A | 23.75.35.17.27 | DCLH | Twin City | [16 empty] | 15,17,19 | Unit A Panelboard |  | 21.184383 | [11 empty] | HVAC |  |  |  | 3.937008 | 5166.677000 | [9 empty] | Level: Level 1 | [67 empty] | Unit A Mechanical Exhaust Air | [6 empty] | Exhaust Air,Power | [7 empty] | 0.492126 |  | 3 | 2238.893367 | [15 empty] | 800.000000 |  |  |  |  | 0.524934 | [14 empty] | 37.795200 | 0.410105 | 17.657333 | 1.312336 | 0.656168 | 0.984252 | 1.049869 | 0.410105 | 1.312336 | 0.984252 | 0.820210 | 0.820210 | 0.656168 | 0.918635 | 0.459318
46891 | R301 |  | N/A | N/A | 602396 | New Construction | N/A |  | N/A | FIXED | N/A |  | 51239 |  |  | 46890 | 46881 | 991-1905 LPS | N/A |  | 46913,46917,46921,46925,46929,46933,46937,51075,51175,51177,51179,51181,51183,51185,51187 | 30 | 2Rz4AOKDzDwO7k0TYgCbJy | N/A | 61 | N/A | M_Centrifugal Fan - Rooftop - Upblast:991-1905 LPS:991-1905 LPS:602396 |  | N/A | 46891 | N/A |  | Linked Revit Model : Duplex_A_2013.rvt | N/A | N/A | N/A | N/A | N/A | N/A | N/A | 76 | 1 | TRUE | 60 | 240 | N/A | N/A | N/A | N/A | N/A | N/A | DCLH | 54 | N/A | Centrifugal Fans | N/A | N/A |  | L1 | N/A | 0.15 | UNKNOWN | N/A | N/A | 23.75.35.17.27 | DCLH | Twin City | [16 empty] | 15,17,19 | Unit B Panelboard |  | 21.184383 | [11 empty] | HVAC |  |  |  | 3.937008 | 5166.677000 | [9 empty] | Level: Level 1 | [67 empty] | Unit B Mechanical Exhaust Air | [6 empty] | Exhaust Air,Power | [7 empty] | 0.492126 |  | 3 | 2238.893367 | [15 empty] | 800.000000 |  |  |  |  | 0.524934 | [14 empty] | 37.795200 | 0.410105 | 67.274440 | 1.312336 | 0.656168 | 0.984252 | 1.049869 | 0.410105 | 1.312336 | 0.984252 | 0.820210 | 0.820210 | 0.656168 | 0.918635 | 0.459318