## Sheet1
| Parent | ExpectedLife | Loss Method | Tag | Phase Created | AccessibilityPerformance | WarrantyGuarantorParts | Angle | AssetAccountingType | System Name | CodePerformance | ContainedInStructure | Fitting Outside Diameter | Level | Insulation Radius | ObjectPlacement | Insulation Thickness | Representation | Reference | ObjectType | Size | IsDefinedBy | GlobalId | Color | OwnerHistory | Name | Description | InstallationDate | ODAUniqueID | WarrantyGuarantorLabor | Tick Size | Nominal Radius | Nominal Diameter | ModelNumber | Features | TagNumber | Center to End | BarCode | System Type | K Coefficient Table | Fitting Outside Radius | Use Annotation Scale | Center Radius | SerialNumber | WarrantyStartDate | AssetIdentifier | Host | Offset | Mark | ReplacementCost | Lookup Table Name | Constituents | OmniClass Title | Finish | Grade | Material | ModelReference | NominalHeight | NominalLength | NominalWidth | ProductionYear | Shape | SustainabilityPerformance | WarrantyDescription | WarrantyDurationLabor | WarrantyDurationParts | Manufacturer | OmniClass Number | Center to End Label | Angle 1 | Visibility 3 | Visibility 2 | Visibility 1 | OffsetHeight | Fitting Outside Diameter 2 | Fitting Outside Diameter 1 | Insulation Radius 2 | Insulation Radius 1 | Nominal Diameter 2 | Nominal Diameter 1 | Width Offset | Max Fitting Outside Diameter 12 | Height Offset | Fitting Outside Radius 2 | Fitting Outside Radius 1 | Tick Size 2 | Tick Size 1 | Nominal Radius 2 | Nominal Radius 1 | Length | OffsetWidth | W0 | Num 6 | OffsetWidthfromBase | Num 8 | Lining Radius | Num 10 | Num 1 | Num 4 | Num 3 | Radius | Num 9 | OffsetHeightfromBase | Num 7 | Length01 | Length 8 | Length 7 | Length 6 | Length 5 | Length 4 | Num 2 | Length 2 | Length 1 | Length 3 | Half H0 | Half W0 | Num 5 | Delta 2 | Delta 1 | Lining W0 | Lining H0 | Insulation H0 | Insulation W0 | H0 | OffsetWidthTemp | OffsetHeightTemp | Diameter | Lining Thickness | Tee | Reference Level | Additional Flow | Inner Diameter | Friction | Flow State | Invert Elevation | Flow | Reynolds Number | Relative Roughness | Friction Factor | End Offset | Velocity | Pressure Drop | Section | Area | Outer Diameter | Horizontal Justification | Vertical Justification | Start Offset | Slope | Roughness | Connection Type | Cross | Class | Elbow | Preferred Junction Type | Transition | Union | Tap | Top Elevation | Velocity Pressure | Bottom Elevation | Size Lock | Loss Coefficient | Hydraulic Diameter | Reynolds number | Multi Shape Transition Rect to Round | Multi Shape Transition Oval to Round | Design HVAC Load per area | InteriorOrExteriorSpace | LongName | ElevationWithFlooring | Upper Limit | CompositionType | Number | Decomposes | Average Estimated Illumination | Condition Type | GSA BIM Area | Room Number | Design Cooling Load | Unbounded Height | Room Name | Phase | Base Offset | Limit Offset | Perimeter | Volume | Plenum | Occupiable | Design Other Load per area | Specified Return Airflow | Zone | Space Type | Design Heating Load | Room Cavity Ratio | Return Airflow | Specified Supply Airflow | Actual Supply Airflow | Actual Return Airflow | Actual Exhaust Airflow | Specified Exhaust Airflow | Lighting Calculation Workplane | Ceiling Reflectance | Wall Reflectance | Floor Reflectance | Calculated Supply Airflow | Calculated Heating Load | Calculated Cooling Load | BoundedBy | Type Comments | Model | Height | Connector | Keynote | Comments | Type Mark | Power | Assembly Code | Schedule Level | Elevation | Default Elevation | URL | Cost | Assembly Description | BtuPerFt | Hot Water Diameter | Voltage | Gas Radius | Vent Radius | Electrical Box Height | Exhaust Air Flow | Boiler Radius | Electrical Box Width | Water Pressure Drop | Water Flow | Output Heat | Input Heat | Gas Flow | Exhaust Air Pressure Drop | Load Classification | Circuit Number | Number of Poles | Hot Water Radius | Vent Box Diameter | Vent Diameter | Vent Box Height | Gas Diameter | Electrical Box Length | Cold Water Radius | Cold Water Diameter | Boiler Top Diameter | Boiler Height | Boiler Diameter | Vent Box Radius | Radius 1 | Boiler Top Radius | Apparent Load | Nut Height | Stem Radius | Nut Radius | Stem Height | Seal Length | Stem Diameter | Nut Diameter | Handle Width | Handle Length | Handle Height | Body Radius | Body Height | Body Length | Body Diameter | Adapter Radius | Adapter Length | Adapter Diameter | Half Nut Height | K Coefficient | Radius 10 | Outside Radius | Width 1 | Width 2 | Thickness 1 | Radius 9 | Radius 8 | Radius 7 | Radius 6 | Radius 5 | Radius 4 | Radius 3 | Radius 2 | Length 9 | Height 1 | Height 2 | Height 3 | Height 4 | Height 5 | Height 6 | Angle 2 | Valve Length | Outside Diameter | Open Height | C1 Offset 1 | C1 Offset 2 | Suction Nominal Radius | Suction Outside Diameter | Flow Rate | RPM | Suction Outside Radius | Suction Nominal Diameter | Outside Diameter 1 | Outside Diameter 2 | Outside Diameter 4 | Housing Width | Flange Height | Flange Diameter | Discharge Nominal Radius | Discharge Nominal Diameter | Outside Radius 1 | Outside Radius 2 | Outside Radius 4 | Flange Radius | External Static Presure | Air Flow | Half Outlet Radius | Half Exhaust Inlet Height | Diameter 1 | Diameter 2 | Overall Height | Fan Radius | Fan Height | Fan Diameter | Outlet Width | Outlet Height | Cap Radius | Cap Diameter | Base Width
10911 | Level 1 | ExpectedLife | 5 | 545367 | New Construction | AccessibilityPerformance | WarrantyGuarantorParts | 90.000000 | FIXED | Hydronic Return Unit A | CodePerformance | 154873 | 0.093750 | Level 2 | 0.046875 | 10910 | 0.000000 | 10907 | Reference | Standard | 25 mm-25 mm | 10974,10976,10978,10980,10982,10984,10986,154927,154982,154983,154984 | 2N0HEBexr8OuOYHpRXqZd_ | Color | 33 | M_Elbow - Generic:Standard:Standard:545367 |  | InstallationDate | 10911 | WarrantyGuarantorLabor | 0.037500 | 0.041010 | 0.082021 | ModelNumber | Features | TagNumber | 0.067708 | BarCode | Hydronic Supply | Regular 45, 90 and 180 Elbow | 0.046875 | T | 0.067708 | SerialNumber | WarrantyStartDate | AssetIdentifier | Level : Level 2 | -0.351265 | 351 | ReplacementCost | M_Pipe Fitting - Generic.csv | Constituents | Pipework Fittings | Finish | Grade | Material | ModelReference | NominalHeight | NominalLength | NominalWidth | ProductionYear | Shape | SustainabilityPerformance | WarrantyDescription | WarrantyDurationLabor | WarrantyDurationParts | Manufacturer | 23.60.30.11.14
11717 | Level 1 | ExpectedLife | 5 | 546380 | New Construction | AccessibilityPerformance | WarrantyGuarantorParts | 90.000000 | FIXED | Hydronic Return Unit A | CodePerformance | 154873 | 0.093750 | Level 2 | 0.046875 | 11716 | 0.000000 | 11713 | Reference | Standard | 25 mm-25 mm | 11745,11747,11749,11751,11753,11755,11757,154927,154982,154983,154984 | 2N0HEBexr8OuOYHpRXqZtb | Color | 33 | M_Elbow - Generic:Standard:Standard:546380 |  | InstallationDate | 11717 | WarrantyGuarantorLabor | 0.037500 | 0.041010 | 0.082021 | ModelNumber | Features | TagNumber | 0.067708 | BarCode | Hydronic Supply | Regular 45, 90 and 180 Elbow | 0.046875 | T | 0.067708 | SerialNumber | WarrantyStartDate | AssetIdentifier | Level : Level 2 | -0.351253 | 366 | ReplacementCost | M_Pipe Fitting - Generic.csv | Constituents | Pipework Fittings | Finish | Grade | Material | ModelReference | NominalHeight | NominalLength | NominalWidth | ProductionYear | Shape | SustainabilityPerformance | WarrantyDescription | WarrantyDurationLabor | WarrantyDurationParts | Manufacturer | 23.60.30.11.14
11945 | Level 1 | ExpectedLife | 5 | 546395 | New Construction | AccessibilityPerformance | WarrantyGuarantorParts | 90.000000 | FIXED | Hydronic Return Unit A | CodePerformance | 154873 | 0.093750 | Level 2 | 0.046875 | 11944 | 0.000000 | 11941 | Reference | Standard | 25 mm-25 mm | 11973,11975,11977,11979,11981,11983,11985,154927,154982,154983,154984 | 2N0HEBexr8OuOYHpRXqZto | Color | 33 | M_Elbow - Generic:Standard:Standard:546395 |  | InstallationDate | 11945 | WarrantyGuarantorLabor | 0.037500 | 0.041010 | 0.082021 | ModelNumber | Features | TagNumber | 0.067708 | BarCode | Hydronic Supply | Regular 45, 90 and 180 Elbow | 0.046875 | T | 0.067708 | SerialNumber | WarrantyStartDate | AssetIdentifier | Level : Level 2 | -0.351253 | 372 | ReplacementCost | M_Pipe Fitting - Generic.csv | Constituents | Pipework Fittings | Finish | Grade | Material | ModelReference | NominalHeight | NominalLength | NominalWidth | ProductionYear | Shape | SustainabilityPerformance | WarrantyDescription | WarrantyDurationLabor | WarrantyDurationParts | Manufacturer | 23.60.30.11.14
12574 | Level 1 | ExpectedLife | 5 | 546904 | New Construction | AccessibilityPerformance | WarrantyGuarantorParts | 90.000000 | FIXED | Hydronic Return Unit A | CodePerformance | 154873 | 0.093750 | Level 2 | 0.046875 | 12573 | 0.000000 | 12570 | Reference | Standard | 25 mm-25 mm | 12602,12604,12606,12608,12610,12612,12614,154927,154982,154983,154984 | 2N0HEBexr8OuOYHpRXqZFn | Color | 33 | M_Elbow - Generic:Standard:Standard:546904 |  | InstallationDate | 12574 | WarrantyGuarantorLabor | 0.037500 | 0.041010 | 0.082021 | ModelNumber | Features | TagNumber | 0.067708 | BarCode | Hydronic Supply | Regular 45, 90 and 180 Elbow | 0.046875 | T | 0.067708 | SerialNumber | WarrantyStartDate | AssetIdentifier | Level : Level 2 | -0.351265 | 404 | ReplacementCost | M_Pipe Fitting - Generic.csv | Constituents | Pipework Fittings | Finish | Grade | Material | ModelReference | NominalHeight | NominalLength | NominalWidth | ProductionYear | Shape | SustainabilityPerformance | WarrantyDescription | WarrantyDurationLabor | WarrantyDurationParts | Manufacturer | 23.60.30.11.14
13610 | Level 1 | ExpectedLife | 5 | 546905 | New Construction | AccessibilityPerformance | WarrantyGuarantorParts | 90.000000 | FIXED | Hydronic Return Unit A | CodePerformance | 154873 | 0.093750 | Level 2 | 0.046875 | 13609 | 0.000000 | 13606 | Reference | Standard | 25 mm-25 mm-25 mm | 13673,13675,13677,13679,13681,13683,13685,154928,154979,154980,154981 | 2N0HEBexr8OuOYHpRXqZFm | Color | 33 | M_Tee - Generic:Standard:Standard:546905 |  | InstallationDate | 13610 | WarrantyGuarantorLabor | 0.037500 | 0.041010 | 0.082021 | ModelNumber | Features | TagNumber | 0.088542 | BarCode | Hydronic Supply | Tee | 0.046875 | T |  | SerialNumber | WarrantyStartDate | AssetIdentifier | Level : Level 2 | -0.351265 | 405 | ReplacementCost | M_Pipe Fitting - Generic.csv | Constituents | Pipework Fittings | Finish | Grade | Material | ModelReference | NominalHeight | NominalLength | NominalWidth | ProductionYear | Shape | SustainabilityPerformance | WarrantyDescription | WarrantyDurationLabor | WarrantyDurationParts | Manufacturer | 23.60.30.11.14 | 0.088542 | 90.000000
14598 | Level 1 | ExpectedLife | 5 | 547147 | New Construction | AccessibilityPerformance | WarrantyGuarantorParts | 90.000000 | FIXED | Hydronic Return Unit A | CodePerformance | 154873 | 0.093750 | Level 2 | 0.046875 | 14597 | 0.000000 | 14594 | Reference | Standard | 25 mm-25 mm | 14626,14628,14630,14632,14634,14636,14638,154927,154982,154983,154984 | 2N0HEBexr8OuOYHpRXqZBY | Color | 33 | M_Elbow - Generic:Standard:Standard:547147 |  | InstallationDate | 14598 | WarrantyGuarantorLabor | 0.037500 | 0.041010 | 0.082021 | ModelNumber | Features | TagNumber | 0.067708 | BarCode | Hydronic Supply | Regular 45, 90 and 180 Elbow | 0.046875 | T | 0.067708 | SerialNumber | WarrantyStartDate | AssetIdentifier | Level : Level 2 | -0.351265 | 414 | ReplacementCost | M_Pipe Fitting - Generic.csv | Constituents | Pipework Fittings | Finish | Grade | Material | ModelReference | NominalHeight | NominalLength | NominalWidth | ProductionYear | Shape | SustainabilityPerformance | WarrantyDescription | WarrantyDurationLabor | WarrantyDurationParts | Manufacturer | 23.60.30.11.14
14646 | Level 1 | ExpectedLife | 5 | 547149 | New Construction | AccessibilityPerformance | WarrantyGuarantorParts | 90.000000 | FIXED | Hydronic Return Unit A | CodePerformance | 154873 | 0.093750 | Level 2 | 0.046875 | 14645 | 0.000000 | 14642 | Reference | Standard | 25 mm-25 mm-25 mm | 14675,14677,14679,14681,14683,14685,14687,154928,154979,154980,154981 | 2N0HEBexr8OuOYHpRXqZBa | Color | 33 | M_Tee - Generic:Standard:Standard:547149 |  | InstallationDate | 14646 | WarrantyGuarantorLabor | 0.037500 | 0.041010 | 0.082021 | ModelNumber | Features | TagNumber | 0.088542 | BarCode | Hydronic Supply | Tee | 0.046875 | T |  | SerialNumber | WarrantyStartDate | AssetIdentifier | Level : Level 2 | -0.351265 | 416 | ReplacementCost | M_Pipe Fitting - Generic.csv | Constituents | Pipework Fittings | Finish | Grade | Material | ModelReference | NominalHeight | NominalLength | NominalWidth | ProductionYear | Shape | SustainabilityPerformance | WarrantyDescription | WarrantyDurationLabor | WarrantyDurationParts | Manufacturer | 23.60.30.11.14 | 0.088542 | 90.000000
16252 | Level 1 | ExpectedLife | 5 | 547619 | New Construction | AccessibilityPerformance | WarrantyGuarantorParts | 90.000000 | FIXED | Hydronic Return Unit A | CodePerformance | 154873 | 0.093750 | Level 2 | 0.046875 | 16251 | 0.000000 | 16248 | Reference | Standard | 25 mm-25 mm-25 mm | 16281,16283,16285,16287,16289,16291,16293,154928,154979,154980,154981 | 2N0HEBexr8OuOYHpRXqZ2A | Color | 33 | M_Tee - Generic:Standard:Standard:547619 |  | InstallationDate | 16252 | WarrantyGuarantorLabor | 0.037500 | 0.041010 | 0.082021 | ModelNumber | Features | TagNumber | 0.088542 | BarCode | Hydronic Supply | Tee | 0.046875 | T |  | SerialNumber | WarrantyStartDate | AssetIdentifier | Level : Level 2 | -0.351266 | 483 | ReplacementCost | M_Pipe Fitting - Generic.csv | Constituents | Pipework Fittings | Finish | Grade | Material | ModelReference | NominalHeight | NominalLength | NominalWidth | ProductionYear | Shape | SustainabilityPerformance | WarrantyDescription | WarrantyDurationLabor | WarrantyDurationParts | Manufacturer | 23.60.30.11.14 | 0.088542 | 90.000000
18002 | Level 1 | ExpectedLife | 5 | 547884 | New Construction | AccessibilityPerformance | WarrantyGuarantorParts | 90.000111 | FIXED | Hydronic Return Unit A | CodePerformance | 154873 | 0.093750 | Level 2 | 0.046875 | 18001 | 0.000000 | 17997 | Reference | Standard | 25 mm-25 mm-25 mm | 18031,18033,18035,18037,18039,18041,18043,154929,154979,154980,154981 | 2N0HEBexr8OuOYHpRXqZU5 | Color | 33 | M_Tee - Generic:Standard:Standard:547884 |  | InstallationDate | 18002 | WarrantyGuarantorLabor | 0.037500 | 0.041010 | 0.082021 | ModelNumber | Features | TagNumber | 0.088542 | BarCode | Hydronic Supply | Tee | 0.046875 | T |  | SerialNumber | WarrantyStartDate | AssetIdentifier | Level : Level 2 | -0.351257 | 521 | ReplacementCost | M_Pipe Fitting - Generic.csv | Constituents | Pipework Fittings | Finish | Grade | Material | ModelReference | NominalHeight | NominalLength | NominalWidth | ProductionYear | Shape | SustainabilityPerformance | WarrantyDescription | WarrantyDurationLabor | WarrantyDurationParts | Manufacturer | 23.60.30.11.14 | 0.088542 | 89.999889
18589 | Level 1 | ExpectedLife | 5 | 548088 | New Construction | AccessibilityPerformance | WarrantyGuarantorParts | 90.000000 | FIXED | Hydronic Return Unit A | CodePerformance | 154873 | 0.093750 | Level 2 | 0.046875 | 18588 | 0.000000 | 18585 | Reference | Standard | 25 mm-25 mm-25 mm | 18618,18620,18622,18624,18626,18628,18630,154928,154979,154980,154981 | 2N0HEBexr8OuOYHpRXqZTH | Color | 33 | M_Tee - Generic:Standard:Standard:548088 |  | InstallationDate | 18589 | WarrantyGuarantorLabor | 0.037500 | 0.041010 | 0.082021 | ModelNumber | Features | TagNumber | 0.088542 | BarCode | Hydronic Supply | Tee | 0.046875 | T |  | SerialNumber | WarrantyStartDate | AssetIdentifier | Level : Level 2 | -0.351253 | 540 | ReplacementCost | M_Pipe Fitting - Generic.csv | Constituents | Pipework Fittings | Finish | Grade | Material | ModelReference | NominalHeight | NominalLength | NominalWidth | ProductionYear | Shape | SustainabilityPerformance | WarrantyDescription | WarrantyDurationLabor | WarrantyDurationParts | Manufacturer | 23.60.30.11.14 | 0.088542 | 90.000000
18998 | Level 1 | ExpectedLife | 5 | 548122 | New Construction | AccessibilityPerformance | WarrantyGuarantorParts | 90.000000 | FIXED | Hydronic Return Unit A | CodePerformance | 154873 | 0.093750 | Level 2 | 0.046875 | 18997 | 0.000000 | 18994 | Reference | Standard | 25 mm-25 mm-25 mm | 19027,19029,19031,19033,19035,19037,19039,154928,154979,154980,154981 | 2N0HEBexr8OuOYHpRXqZQp | Color | 33 | M_Tee - Generic:Standard:Standard:548122 |  | InstallationDate | 18998 | WarrantyGuarantorLabor | 0.037500 | 0.041010 | 0.082021 | ModelNumber | Features | TagNumber | 0.088542 | BarCode | Hydronic Supply | Tee | 0.046875 | T |  | SerialNumber | WarrantyStartDate | AssetIdentifier | Level : Level 2 | -0.351253 | 544 | ReplacementCost | M_Pipe Fitting - Generic.csv | Constituents | Pipework Fittings | Finish | Grade | Material | ModelReference | NominalHeight | NominalLength | NominalWidth | ProductionYear | Shape | SustainabilityPerformance | WarrantyDescription | WarrantyDurationLabor | WarrantyDurationParts | Manufacturer | 23.60.30.11.14 | 0.088542 | 90.000000
19227 | Level 1 | ExpectedLife | 5 | 548141 | New Construction | AccessibilityPerformance | WarrantyGuarantorParts | 90.000000 | FIXED | Hydronic Return Unit A | CodePerformance | 154873 | 0.093750 | Level 2 | 0.046875 | 19226 | 0.000000 | 19223 | Reference | Standard | 25 mm-25 mm | 19255,19257,19259,19261,19263,19265,19267,154927,154982,154983,154984 | 2N0HEBexr8OuOYHpRXqZQ4 | Color | 33 | M_Elbow - Generic:Standard:Standard:548141 |  | InstallationDate | 19227 | WarrantyGuarantorLabor | 0.037500 | 0.041010 | 0.082021 | ModelNumber | Features | TagNumber | 0.067708 | BarCode | Hydronic Supply | Regular 45, 90 and 180 Elbow | 0.046875 | T | 0.067708 | SerialNumber | WarrantyStartDate | AssetIdentifier | Level : Level 2 | -0.351253 | 550 | ReplacementCost | M_Pipe Fitting - Generic.csv | Constituents | Pipework Fittings | Finish | Grade | Material | ModelReference | NominalHeight | NominalLength | NominalWidth | ProductionYear | Shape | SustainabilityPerformance | WarrantyDescription | WarrantyDurationLabor | WarrantyDurationParts | Manufacturer | 23.60.30.11.14
19275 | Level 1 | ExpectedLife | 5 | 548144 | New Construction | AccessibilityPerformance | WarrantyGuarantorParts | 90.000000 | FIXED | Hydronic Return Unit A | CodePerformance | 154873 | 0.093750 | Level 2 | 0.046875 | 19274 | 0.000000 | 19271 | Reference | Standard | 25 mm-25 mm | 19303,19305,19307,19309,19311,19313,19315,154927,154982,154983,154984 | 2N0HEBexr8OuOYHpRXqZQP | Color | 33 | M_Elbow - Generic:Standard:Standard:548144 |  | InstallationDate | 19275 | WarrantyGuarantorLabor | 0.037500 | 0.041010 | 0.082021 | ModelNumber | Features | TagNumber | 0.067708 | BarCode | Hydronic Supply | Regular 45, 90 and 180 Elbow | 0.046875 | T | 0.067708 | SerialNumber | WarrantyStartDate | AssetIdentifier | Level : Level 2 | -0.351253 | 553 | ReplacementCost | M_Pipe Fitting - Generic.csv | Constituents | Pipework Fittings | Finish | Grade | Material | ModelReference | NominalHeight | NominalLength | NominalWidth | ProductionYear | Shape | SustainabilityPerformance | WarrantyDescription | WarrantyDurationLabor | WarrantyDurationParts | Manufacturer | 23.60.30.11.14
20680 | Level 1 | ExpectedLife | 5 | 549959 | New Construction | AccessibilityPerformance | WarrantyGuarantorParts | 90.000000 | FIXED | Hydronic Return Unit A | CodePerformance | 154873 | 0.093750 | Level 2 | 0.046875 | 20679 | 0.000000 | 20676 | Reference | Standard | 25 mm-25 mm-25 mm | 20709,20711,20713,20715,20717,20719,20721,154928,154979,154980,154981 | 13kXneVBL8egWoGKRJw4vj | Color | 33 | M_Tee - Generic:Standard:Standard:549959 |  | InstallationDate | 20680 | WarrantyGuarantorLabor | 0.037500 | 0.041010 | 0.082021 | ModelNumber | Features | TagNumber | 0.088542 | BarCode | Hydronic Supply | Tee | 0.046875 | T |  | SerialNumber | WarrantyStartDate | AssetIdentifier | Level : Level 2 | -0.351253 | 639 | ReplacementCost | M_Pipe Fitting - Generic.csv | Constituents | Pipework Fittings | Finish | Grade | Material | ModelReference | NominalHeight | NominalLength | NominalWidth | ProductionYear | Shape | SustainabilityPerformance | WarrantyDescription | WarrantyDurationLabor | WarrantyDurationParts | Manufacturer | 23.60.30.11.14 | 0.088542 | 90.000000
21269 | Level 1 | ExpectedLife | 5 | 550034 | New Construction | AccessibilityPerformance | WarrantyGuarantorParts | 90.000000 | FIXED | Hydronic Return Unit A | CodePerformance | 154873 | 0.093750 | Level 2 | 0.046875 | 21268 | 0.000000 | 21265 | Reference | Standard | 25 mm-25 mm | 21297,21299,21301,21303,21305,21307,21309,154927,154982,154983,154984 | 13kXneVBL8egWoGKRJw4wu | Color | 33 | M_Elbow - Generic:Standard:Standard:550034 |  | InstallationDate | 21269 | WarrantyGuarantorLabor | 0.037500 | 0.041010 | 0.082021 | ModelNumber | Features | TagNumber | 0.067708 | BarCode | Hydronic Supply | Regular 45, 90 and 180 Elbow | 0.046875 | T | 0.067708 | SerialNumber | WarrantyStartDate | AssetIdentifier | Level : Level 2 | -0.351253 | 646 | ReplacementCost | M_Pipe Fitting - Generic.csv | Constituents | Pipework Fittings | Finish | Grade | Material | ModelReference | NominalHeight | NominalLength | NominalWidth | ProductionYear | Shape | SustainabilityPerformance | WarrantyDescription | WarrantyDurationLabor | WarrantyDurationParts | Manufacturer | 23.60.30.11.14
21497 | Level 1 | ExpectedLife | 5 | 550040 | New Construction | AccessibilityPerformance | WarrantyGuarantorParts | 90.000000 | FIXED | Hydronic Return Unit A | CodePerformance | 154873 | 0.093750 | Level 2 | 0.046875 | 21496 | 0.000000 | 21493 | Reference | Standard | 25 mm-25 mm-25 mm | 21526,21528,21530,21532,21534,21536,21538,154928,154979,154980,154981 | 13kXneVBL8egWoGKRJw4wo | Color | 33 | M_Tee - Generic:Standard:Standard:550040 |  | InstallationDate | 21497 | WarrantyGuarantorLabor | 0.037500 | 0.041010 | 0.082021 | ModelNumber | Features | TagNumber | 0.088542 | BarCode | Hydronic Supply | Tee | 0.046875 | T |  | SerialNumber | WarrantyStartDate | AssetIdentifier | Level : Level 2 | -0.351253 | 647 | ReplacementCost | M_Pipe Fitting - Generic.csv | Constituents | Pipework Fittings | Finish | Grade | Material | ModelReference | NominalHeight | NominalLength | NominalWidth | ProductionYear | Shape | SustainabilityPerformance | WarrantyDescription | WarrantyDurationLabor | WarrantyDurationParts | Manufacturer | 23.60.30.11.14 | 0.088542 | 90.000000
22086 | Level 1 | ExpectedLife | 5 | 550083 | New Construction | AccessibilityPerformance | WarrantyGuarantorParts | 90.000000 | FIXED | Hydronic Return Unit A | CodePerformance | 154873 | 0.093750 | Level 2 | 0.046875 | 22085 | 0.000000 | 22082 | Reference | Standard | 25 mm-25 mm | 22114,22116,22118,22120,22122,22124,22126,154927,154982,154983,154984 | 13kXneVBL8egWoGKRJw4xf | Color | 33 | M_Elbow - Generic:Standard:Standard:550083 |  | InstallationDate | 22086 | WarrantyGuarantorLabor | 0.037500 | 0.041010 | 0.082021 | ModelNumber | Features | TagNumber | 0.067708 | BarCode | Hydronic Supply | Regular 45, 90 and 180 Elbow | 0.046875 | T | 0.067708 | SerialNumber | WarrantyStartDate | AssetIdentifier | Level : Level 2 | -0.351253 | 654 | ReplacementCost | M_Pipe Fitting - Generic.csv | Constituents | Pipework Fittings | Finish | Grade | Material | ModelReference | NominalHeight | NominalLength | NominalWidth | ProductionYear | Shape | SustainabilityPerformance | WarrantyDescription | WarrantyDurationLabor | WarrantyDurationParts | Manufacturer | 23.60.30.11.14
35753 | Level 1 | ExpectedLife | 5 | 550223 | New Construction | AccessibilityPerformance | WarrantyGuarantorParts | 89.999314 | FIXED | Hydronic Return Unit A | CodePerformance | 154873 | 0.093750 | Level 2 | 0.046875 | 35752 | 0.000000 | 35749 | Reference | Standard | 25 mm-25 mm | 35781,35783,35785,35787,35789,35791,35793,154934,154982,154983,154984 | 13kXneVBL8egWoGKRJw4zb | Color | 33 | M_Elbow - Generic:Standard:Standard:550223 |  | InstallationDate | 35753 | WarrantyGuarantorLabor | 0.037500 | 0.041010 | 0.082021 | ModelNumber | Features | TagNumber | 0.067708 | BarCode | Hydronic Supply | Regular 45, 90 and 180 Elbow | 0.046875 | T | 0.067708 | SerialNumber | WarrantyStartDate | AssetIdentifier | Level : Level 2 | -0.351262 | 660 | ReplacementCost | M_Pipe Fitting - Generic.csv | Constituents | Pipework Fittings | Finish | Grade | Material | ModelReference | NominalHeight | NominalLength | NominalWidth | ProductionYear | Shape | SustainabilityPerformance | WarrantyDescription | WarrantyDurationLabor | WarrantyDurationParts | Manufacturer | 23.60.30.11.14
35801 | Level 1 | ExpectedLife | 5 | 550225 | New Construction | AccessibilityPerformance | WarrantyGuarantorParts | 90.000000 | FIXED | Hydronic Return Unit A | CodePerformance | 154873 | 0.093750 | Level 2 | 0.046875 | 35800 | 0.000000 | 35797 | Reference | Standard | 25 mm-25 mm | 35829,35831,35833,35835,35837,35839,35841,154927,154982,154983,154984 | 13kXneVBL8egWoGKRJw4zx | Color | 33 | M_Elbow - Generic:Standard:Standard:550225 |  | InstallationDate | 35801 | WarrantyGuarantorLabor | 0.037500 | 0.041010 | 0.082021 | ModelNumber | Features | TagNumber | 0.067708 | BarCode | Hydronic Supply | Regular 45, 90 and 180 Elbow | 0.046875 | T | 0.067708 | SerialNumber | WarrantyStartDate | AssetIdentifier | Level : Level 2 | -0.351265 | 662 | ReplacementCost | M_Pipe Fitting - Generic.csv | Constituents | Pipework Fittings | Finish | Grade | Material | ModelReference | NominalHeight | NominalLength | NominalWidth | ProductionYear | Shape | SustainabilityPerformance | WarrantyDescription | WarrantyDurationLabor | WarrantyDurationParts | Manufacturer | 23.60.30.11.14
38792 | Level 1 | ExpectedLife | 5 | 557546 | New Construction | AccessibilityPerformance | WarrantyGuarantorParts | 90.000000 | FIXED | Hydronic Supply Unit B | CodePerformance | 154873 | 0.093750 | Level 2 | 0.046875 | 38791 | 0.000000 | 38788 | Reference | Standard | 25 mm-25 mm | 38820,38822,38824,38826,38828,38830,38832,154927,154982,154983,154984 | 1jQu9wkdr0iwNuem13Fl5A | Color | 33 | M_Elbow - Generic:Standard:Standard:557546 |  | InstallationDate | 38792 | WarrantyGuarantorLabor | 0.037500 | 0.041010 | 0.082021 | ModelNumber | Features | TagNumber | 0.067708 | BarCode | Hydronic Supply | Regular 45, 90 and 180 Elbow | 0.046875 | T | 0.067708 | SerialNumber | WarrantyStartDate | AssetIdentifier | Level : Level 2 | -0.441249 | 805 | ReplacementCost | M_Pipe Fitting - Generic.csv | Constituents | Pipework Fittings | Finish | Grade | Material | ModelReference | NominalHeight | NominalLength | NominalWidth | ProductionYear | Shape | SustainabilityPerformance | WarrantyDescription | WarrantyDurationLabor | WarrantyDurationParts | Manufacturer | 23.60.30.11.14
38840 | Level 1 | ExpectedLife | 5 | 557547 | New Construction | AccessibilityPerformance | WarrantyGuarantorParts | 90.000000 | FIXED | Hydronic Supply Unit B | CodePerformance | 154873 | 0.093750 | Level 2 | 0.046875 | 38839 | 0.000000 | 38836 | Reference | Standard | 25 mm-25 mm | 38868,38870,38872,38874,38876,38878,38880,154927,154982,154983,154984 | 1jQu9wkdr0iwNuem13Fl5B | Color | 33 | M_Elbow - Generic:Standard:Standard:557547 |  | InstallationDate | 38840 | WarrantyGuarantorLabor | 0.037500 | 0.041010 | 0.082021 | ModelNumber | Features | TagNumber | 0.067708 | BarCode | Hydronic Supply | Regular 45, 90 and 180 Elbow | 0.046875 | T | 0.067708 | SerialNumber | WarrantyStartDate | AssetIdentifier | Level : Level 2 | -0.441249 | 806 | ReplacementCost | M_Pipe Fitting - Generic.csv | Constituents | Pipework Fittings | Finish | Grade | Material | ModelReference | NominalHeight | NominalLength | NominalWidth | ProductionYear | Shape | SustainabilityPerformance | WarrantyDescription | WarrantyDurationLabor | WarrantyDurationParts | Manufacturer | 23.60.30.11.14
39068 | Level 1 | ExpectedLife | 5 | 557551 | New Construction | AccessibilityPerformance | WarrantyGuarantorParts | 90.000000 | FIXED | Hydronic Supply Unit B | CodePerformance | 154873 | 0.093750 | Level 2 | 0.046875 | 39067 | 0.000000 | 39064 | Reference | Standard | 25 mm-25 mm | 39096,39098,39100,39102,39104,39106,39108,154927,154982,154983,154984 | 1jQu9wkdr0iwNuem13Fl5F | Color | 33 | M_Elbow - Generic:Standard:Standard:557551 |  | InstallationDate | 39068 | WarrantyGuarantorLabor | 0.037500 | 0.041010 | 0.082021 | ModelNumber | Features | TagNumber | 0.067708 | BarCode | Hydronic Supply | Regular 45, 90 and 180 Elbow | 0.046875 | T | 0.067708 | SerialNumber | WarrantyStartDate | AssetIdentifier | Level : Level 2 | -0.441255 | 808 | ReplacementCost | M_Pipe Fitting - Generic.csv | Constituents | Pipework Fittings | Finish | Grade | Material | ModelReference | NominalHeight | NominalLength | NominalWidth | ProductionYear | Shape | SustainabilityPerformance | WarrantyDescription | WarrantyDurationLabor | WarrantyDurationParts | Manufacturer | 23.60.30.11.14
39488 | Level 1 | ExpectedLife | 5 | 557554 | New Construction | AccessibilityPerformance | WarrantyGuarantorParts | 90.000000 | FIXED | Hydronic Supply Unit B | CodePerformance | 154873 | 0.093750 | Level 2 | 0.046875 | 39487 | 0.000000 | 39484 | Reference | Standard | 25 mm-25 mm | 39516,39518,39520,39522,39524,39526,39528,154927,154982,154983,154984 | 1jQu9wkdr0iwNuem13Fl5I | Color | 33 | M_Elbow - Generic:Standard:Standard:557554 |  | InstallationDate | 39488 | WarrantyGuarantorLabor | 0.037500 | 0.041010 | 0.082021 | ModelNumber | Features | TagNumber | 0.067708 | BarCode | Hydronic Supply | Regular 45, 90 and 180 Elbow | 0.046875 | T | 0.067708 | SerialNumber | WarrantyStartDate | AssetIdentifier | Level : Level 2 | -0.441240 | 809 | ReplacementCost | M_Pipe Fitting - Generic.csv | Constituents | Pipework Fittings | Finish | Grade | Material | ModelReference | NominalHeight | NominalLength | NominalWidth | ProductionYear | Shape | SustainabilityPerformance | WarrantyDescription | WarrantyDurationLabor | WarrantyDurationParts | Manufacturer | 23.60.30.11.14
39716 | Level 1 | ExpectedLife | 5 | 557556 | New Construction | AccessibilityPerformance | WarrantyGuarantorParts | 90.000000 | FIXED | Hydronic Supply Unit B | CodePerformance | 154873 | 0.093750 | Level 2 | 0.046875 | 39715 | 0.000000 | 39712 | Reference | Standard | 25 mm-25 mm | 39744,39746,39748,39750,39752,39754,39756,154927,154982,154983,154984 | 1jQu9wkdr0iwNuem13Fl5K | Color | 33 | M_Elbow - Generic:Standard:Standard:557556 |  | InstallationDate | 39716 | WarrantyGuarantorLabor | 0.037500 | 0.041010 | 0.082021 | ModelNumber | Features | TagNumber | 0.067708 | BarCode | Hydronic Supply | Regular 45, 90 and 180 Elbow | 0.046875 | T | 0.067708 | SerialNumber | WarrantyStartDate | AssetIdentifier | Level : Level 2 | -0.441240 | 810 | ReplacementCost | M_Pipe Fitting - Generic.csv | Constituents | Pipework Fittings | Finish | Grade | Material | ModelReference | NominalHeight | NominalLength | NominalWidth | ProductionYear | Shape | SustainabilityPerformance | WarrantyDescription | WarrantyDurationLabor | WarrantyDurationParts | Manufacturer | 23.60.30.11.14
39944 | Level 1 | ExpectedLife | 5 | 557558 | New Construction | AccessibilityPerformance | WarrantyGuarantorParts | 90.000000 | FIXED | Hydronic Supply Unit B | CodePerformance | 154873 | 0.093750 | Level 2 | 0.046875 | 39943 | 0.000000 | 39940 | Reference | Standard | 25 mm-25 mm | 39972,39974,39976,39978,39980,39982,39984,154927,154982,154983,154984 | 1jQu9wkdr0iwNuem13Fl5M | Color | 33 | M_Elbow - Generic:Standard:Standard:557558 |  | InstallationDate | 39944 | WarrantyGuarantorLabor | 0.037500 | 0.041010 | 0.082021 | ModelNumber | Features | TagNumber | 0.067708 | BarCode | Hydronic Supply | Regular 45, 90 and 180 Elbow | 0.046875 | T | 0.067708 | SerialNumber | WarrantyStartDate | AssetIdentifier | Level : Level 2 | -0.441240 | 811 | ReplacementCost | M_Pipe Fitting - Generic.csv | Constituents | Pipework Fittings | Finish | Grade | Material | ModelReference | NominalHeight | NominalLength | NominalWidth | ProductionYear | Shape | SustainabilityPerformance | WarrantyDescription | WarrantyDurationLabor | WarrantyDurationParts | Manufacturer | 23.60.30.11.14
40369 | Level 1 | ExpectedLife | 5 | 557565 | New Construction | AccessibilityPerformance | WarrantyGuarantorParts | 90.000000 | FIXED | Hydronic Supply Unit B | CodePerformance | 154873 | 0.093750 | Level 2 | 0.046875 | 40368 | 0.000000 | 40365 | Reference | Standard | 25 mm-25 mm | 40397,40399,40401,40403,40405,40407,40409,154927,154982,154983,154984 | 1jQu9wkdr0iwNuem13Fl5T | Color | 33 | M_Elbow - Generic:Standard:Standard:557565 |  | InstallationDate | 40369 | WarrantyGuarantorLabor | 0.037500 | 0.041010 | 0.082021 | ModelNumber | Features | TagNumber | 0.067708 | BarCode | Hydronic Supply | Regular 45, 90 and 180 Elbow | 0.046875 | T | 0.067708 | SerialNumber | WarrantyStartDate | AssetIdentifier | Level : Level 2 | -0.441249 | 813 | ReplacementCost | M_Pipe Fitting - Generic.csv | Constituents | Pipework Fittings | Finish | Grade | Material | ModelReference | NominalHeight | NominalLength | NominalWidth | ProductionYear | Shape | SustainabilityPerformance | WarrantyDescription | WarrantyDurationLabor | WarrantyDurationParts | Manufacturer | 23.60.30.11.14
40417 | Level 1 | ExpectedLife | 5 | 557566 | New Construction | AccessibilityPerformance | WarrantyGuarantorParts | 90.000000 | FIXED | Hydronic Supply Unit B | CodePerformance | 154873 | 0.093750 | Level 2 | 0.046875 | 40416 | 0.000000 | 40413 | Reference | Standard | 25 mm-25 mm-25 mm | 40446,40448,40450,40452,40454,40456,40458,154928,154979,154980,154981 | 1jQu9wkdr0iwNuem13Fl5U | Color | 33 | M_Tee - Generic:Standard:Standard:557566 |  | InstallationDate | 40417 | WarrantyGuarantorLabor | 0.037500 | 0.041010 | 0.082021 | ModelNumber | Features | TagNumber | 0.088542 | BarCode | Hydronic Supply | Tee | 0.046875 | T |  | SerialNumber | WarrantyStartDate | AssetIdentifier | Level : Level 2 | -0.441249 | 814 | ReplacementCost | M_Pipe Fitting - Generic.csv | Constituents | Pipework Fittings | Finish | Grade | Material | ModelReference | NominalHeight | NominalLength | NominalWidth | ProductionYear | Shape | SustainabilityPerformance | WarrantyDescription | WarrantyDurationLabor | WarrantyDurationParts | Manufacturer | 23.60.30.11.14 | 0.088542 | 90.000000
41368 | Level 1 | ExpectedLife | 5 | 557572 | New Construction | AccessibilityPerformance | WarrantyGuarantorParts | 90.000000 | FIXED | Hydronic Supply Unit B | CodePerformance | 154873 | 0.093750 | Level 2 | 0.046875 | 41367 | 0.000000 | 41364 | Reference | Standard | 25 mm-25 mm | 41396,41398,41400,41402,41404,41406,41408,154927,154982,154983,154984 | 1jQu9wkdr0iwNuem13FlAa | Color | 33 | M_Elbow - Generic:Standard:Standard:557572 |  | InstallationDate | 41368 | WarrantyGuarantorLabor | 0.037500 | 0.041010 | 0.082021 | ModelNumber | Features | TagNumber | 0.067708 | BarCode | Hydronic Supply | Regular 45, 90 and 180 Elbow | 0.046875 | T | 0.067708 | SerialNumber | WarrantyStartDate | AssetIdentifier | Level : Level 2 | -0.441249 | 815 | ReplacementCost | M_Pipe Fitting - Generic.csv | Constituents | Pipework Fittings | Finish | Grade | Material | ModelReference | NominalHeight | NominalLength | NominalWidth | ProductionYear | Shape | SustainabilityPerformance | WarrantyDescription | WarrantyDurationLabor | WarrantyDurationParts | Manufacturer | 23.60.30.11.14
41416 | Level 1 | ExpectedLife | 5 | 557573 | New Construction | AccessibilityPerformance | WarrantyGuarantorParts | 90.000000 | FIXED | Hydronic Supply Unit B | CodePerformance | 154873 | 0.093750 | Level 2 | 0.046875 | 41415 | 0.000000 | 41412 | Reference | Standard | 25 mm-25 mm-25 mm | 41445,41447,41449,41451,41453,41455,41457,154928,154979,154980,154981 | 1jQu9wkdr0iwNuem13FlAb | Color | 33 | M_Tee - Generic:Standard:Standard:557573 |  | InstallationDate | 41416 | WarrantyGuarantorLabor | 0.037500 | 0.041010 | 0.082021 | ModelNumber | Features | TagNumber | 0.088542 | BarCode | Hydronic Supply | Tee | 0.046875 | T |  | SerialNumber | WarrantyStartDate | AssetIdentifier | Level : Level 2 | -0.441249 | 816 | ReplacementCost | M_Pipe Fitting - Generic.csv | Constituents | Pipework Fittings | Finish | Grade | Material | ModelReference | NominalHeight | NominalLength | NominalWidth | ProductionYear | Shape | SustainabilityPerformance | WarrantyDescription | WarrantyDurationLabor | WarrantyDurationParts | Manufacturer | 23.60.30.11.14 | 0.088542 | 90.000000
42850 | Level 1 | ExpectedLife | 5 | 557598 | New Construction | AccessibilityPerformance | WarrantyGuarantorParts | 90.000000 | FIXED | Hydronic Supply Unit B | CodePerformance | 154873 | 0.093750 | Level 2 | 0.046875 | 42849 | 0.000000 | 42846 | Reference | Standard | 25 mm-25 mm-25 mm | 42879,42881,42883,42885,42887,42889,42891,154928,154979,154980,154981 | 1jQu9wkdr0iwNuem13FlA_ | Color | 33 | M_Tee - Generic:Standard:Standard:557598 |  | InstallationDate | 42850 | WarrantyGuarantorLabor | 0.037500 | 0.041010 | 0.082021 | ModelNumber | Features | TagNumber | 0.088542 | BarCode | Hydronic Supply | Tee | 0.046875 | T |  | SerialNumber | WarrantyStartDate | AssetIdentifier | Level : Level 2 | -0.441255 | 823 | ReplacementCost | M_Pipe Fitting - Generic.csv | Constituents | Pipework Fittings | Finish | Grade | Material | ModelReference | NominalHeight | NominalLength | NominalWidth | ProductionYear | Shape | SustainabilityPerformance | WarrantyDescription | WarrantyDurationLabor | WarrantyDurationParts | Manufacturer | 23.60.30.11.14 | 0.088542 | 90.000000
43335 | Level 1 | ExpectedLife | 5 | 557602 | New Construction | AccessibilityPerformance | WarrantyGuarantorParts | 90.000111 | FIXED | Hydronic Supply Unit B | CodePerformance | 154873 | 0.093750 | Level 2 | 0.046875 | 43334 | 0.000000 | 43330 | Reference | Standard | 25 mm-25 mm-25 mm | 43364,43366,43368,43370,43372,43374,43376,154929,154979,154980,154981 | 1jQu9wkdr0iwNuem13FlA2 | Color | 33 | M_Tee - Generic:Standard:Standard:557602 |  | InstallationDate | 43335 | WarrantyGuarantorLabor | 0.037500 | 0.041010 | 0.082021 | ModelNumber | Features | TagNumber | 0.088542 | BarCode | Hydronic Supply | Tee | 0.046875 | T |  | SerialNumber | WarrantyStartDate | AssetIdentifier | Level : Level 2 | -0.441250 | 824 | ReplacementCost | M_Pipe Fitting - Generic.csv | Constituents | Pipework Fittings | Finish | Grade | Material | ModelReference | NominalHeight | NominalLength | NominalWidth | ProductionYear | Shape | SustainabilityPerformance | WarrantyDescription | WarrantyDurationLabor | WarrantyDurationParts | Manufacturer | 23.60.30.11.14 | 0.088542 | 89.999889
44469 | Level 1 | ExpectedLife | 5 | 557613 | New Construction | AccessibilityPerformance | WarrantyGuarantorParts | 90.000000 | FIXED | Hydronic Supply Unit B | CodePerformance | 154873 | 0.093750 | Level 2 | 0.046875 | 44468 | 0.000000 | 44465 | Reference | Standard | 25 mm-25 mm-25 mm | 44498,44500,44502,44504,44506,44508,44510,154928,154979,154980,154981 | 1jQu9wkdr0iwNuem13FlAD | Color | 33 | M_Tee - Generic:Standard:Standard:557613 |  | InstallationDate | 44469 | WarrantyGuarantorLabor | 0.037500 | 0.041010 | 0.082021 | ModelNumber | Features | TagNumber | 0.088542 | BarCode | Hydronic Supply | Tee | 0.046875 | T |  | SerialNumber | WarrantyStartDate | AssetIdentifier | Level : Level 2 | -0.441240 | 826 | ReplacementCost | M_Pipe Fitting - Generic.csv | Constituents | Pipework Fittings | Finish | Grade | Material | ModelReference | NominalHeight | NominalLength | NominalWidth | ProductionYear | Shape | SustainabilityPerformance | WarrantyDescription | WarrantyDurationLabor | WarrantyDurationParts | Manufacturer | 23.60.30.11.14 | 0.088542 | 90.000000
44878 | Level 1 | ExpectedLife | 5 | 557616 | New Construction | AccessibilityPerformance | WarrantyGuarantorParts | 90.000000 | FIXED | Hydronic Supply Unit B | CodePerformance | 154873 | 0.093750 | Level 2 | 0.046875 | 44877 | 0.000000 | 44874 | Reference | Standard | 25 mm-25 mm-25 mm | 44907,44909,44911,44913,44915,44917,44919,154928,154979,154980,154981 | 1jQu9wkdr0iwNuem13FlAG | Color | 33 | M_Tee - Generic:Standard:Standard:557616 |  | InstallationDate | 44878 | WarrantyGuarantorLabor | 0.037500 | 0.041010 | 0.082021 | ModelNumber | Features | TagNumber | 0.088542 | BarCode | Hydronic Supply | Tee | 0.046875 | T |  | SerialNumber | WarrantyStartDate | AssetIdentifier | Level : Level 2 | -0.441240 | 827 | ReplacementCost | M_Pipe Fitting - Generic.csv | Constituents | Pipework Fittings | Finish | Grade | Material | ModelReference | NominalHeight | NominalLength | NominalWidth | ProductionYear | Shape | SustainabilityPerformance | WarrantyDescription | WarrantyDurationLabor | WarrantyDurationParts | Manufacturer | 23.60.30.11.14 | 0.088542 | 90.000000
45107 | Level 1 | ExpectedLife | 5 | 557618 | New Construction | AccessibilityPerformance | WarrantyGuarantorParts | 90.000000 | FIXED | Hydronic Supply Unit B | CodePerformance | 154873 | 0.093750 | Level 2 | 0.046875 | 45106 | 0.000000 | 45103 | Reference | Standard | 25 mm-25 mm | 45135,45137,45139,45141,45143,45145,45147,154927,154982,154983,154984 | 1jQu9wkdr0iwNuem13FlAI | Color | 33 | M_Elbow - Generic:Standard:Standard:557618 |  | InstallationDate | 45107 | WarrantyGuarantorLabor | 0.037500 | 0.041010 | 0.082021 | ModelNumber | Features | TagNumber | 0.067708 | BarCode | Hydronic Supply | Regular 45, 90 and 180 Elbow | 0.046875 | T | 0.067708 | SerialNumber | WarrantyStartDate | AssetIdentifier | Level : Level 2 | -0.441240 | 828 | ReplacementCost | M_Pipe Fitting - Generic.csv | Constituents | Pipework Fittings | Finish | Grade | Material | ModelReference | NominalHeight | NominalLength | NominalWidth | ProductionYear | Shape | SustainabilityPerformance | WarrantyDescription | WarrantyDurationLabor | WarrantyDurationParts | Manufacturer | 23.60.30.11.14
45155 | Level 1 | ExpectedLife | 5 | 557619 | New Construction | AccessibilityPerformance | WarrantyGuarantorParts | 90.000000 | FIXED | Hydronic Supply Unit B | CodePerformance | 154873 | 0.093750 | Level 2 | 0.046875 | 45154 | 0.000000 | 45151 | Reference | Standard | 25 mm-25 mm | 45183,45185,45187,45189,45191,45193,45195,154927,154982,154983,154984 | 1jQu9wkdr0iwNuem13FlAJ | Color | 33 | M_Elbow - Generic:Standard:Standard:557619 |  | InstallationDate | 45155 | WarrantyGuarantorLabor | 0.037500 | 0.041010 | 0.082021 | ModelNumber | Features | TagNumber | 0.067708 | BarCode | Hydronic Supply | Regular 45, 90 and 180 Elbow | 0.046875 | T | 0.067708 | SerialNumber | WarrantyStartDate | AssetIdentifier | Level : Level 2 | -0.441240 | 829 | ReplacementCost | M_Pipe Fitting - Generic.csv | Constituents | Pipework Fittings | Finish | Grade | Material | ModelReference | NominalHeight | NominalLength | NominalWidth | ProductionYear | Shape | SustainabilityPerformance | WarrantyDescription | WarrantyDurationLabor | WarrantyDurationParts | Manufacturer | 23.60.30.11.14
46413 | Level 1 | ExpectedLife | 5 | 557645 | New Construction | AccessibilityPerformance | WarrantyGuarantorParts | 90.000000 | FIXED | Hydronic Supply Unit B | CodePerformance | 154873 | 0.093750 | Level 2 | 0.046875 | 46412 | 0.000000 | 46409 | Reference | Standard | 25 mm-25 mm-25 mm | 46442,46444,46446,46448,46450,46452,46454,154928,154979,154980,154981 | 1jQu9wkdr0iwNuem13FlBj | Color | 33 | M_Tee - Generic:Standard:Standard:557645 |  | InstallationDate | 46413 | WarrantyGuarantorLabor | 0.037500 | 0.041010 | 0.082021 | ModelNumber | Features | TagNumber | 0.088542 | BarCode | Hydronic Supply | Tee | 0.046875 | T |  | SerialNumber | WarrantyStartDate | AssetIdentifier | Level : Level 2 | -0.441240 | 846 | ReplacementCost | M_Pipe Fitting - Generic.csv | Constituents | Pipework Fittings | Finish | Grade | Material | ModelReference | NominalHeight | NominalLength | NominalWidth | ProductionYear | Shape | SustainabilityPerformance | WarrantyDescription | WarrantyDurationLabor | WarrantyDurationParts | Manufacturer | 23.60.30.11.14 | 0.088542 | 90.000000
47002 | Level 1 | ExpectedLife | 5 | 557651 | New Construction | AccessibilityPerformance | WarrantyGuarantorParts | 90.000000 | FIXED | Hydronic Supply Unit B | CodePerformance | 154873 | 0.093750 | Level 2 | 0.046875 | 47001 | 0.000000 | 46998 | Reference | Standard | 25 mm-25 mm | 47030,47032,47034,47036,47038,47040,47042,154927,154982,154983,154984 | 1jQu9wkdr0iwNuem13FlBp | Color | 33 | M_Elbow - Generic:Standard:Standard:557651 |  | InstallationDate | 47002 | WarrantyGuarantorLabor | 0.037500 | 0.041010 | 0.082021 | ModelNumber | Features | TagNumber | 0.067708 | BarCode | Hydronic Supply | Regular 45, 90 and 180 Elbow | 0.046875 | T | 0.067708 | SerialNumber | WarrantyStartDate | AssetIdentifier | Level : Level 2 | -0.441240 | 848 | ReplacementCost | M_Pipe Fitting - Generic.csv | Constituents | Pipework Fittings | Finish | Grade | Material | ModelReference | NominalHeight | NominalLength | NominalWidth | ProductionYear | Shape | SustainabilityPerformance | WarrantyDescription | WarrantyDurationLabor | WarrantyDurationParts | Manufacturer | 23.60.30.11.14
47230 | Level 1 | ExpectedLife | 5 | 557653 | New Construction | AccessibilityPerformance | WarrantyGuarantorParts | 90.000000 | FIXED | Hydronic Supply Unit B | CodePerformance | 154873 | 0.093750 | Level 2 | 0.046875 | 47229 | 0.000000 | 47226 | Reference | Standard | 25 mm-25 mm-25 mm | 47259,47261,47263,47265,47267,47269,47271,154928,154979,154980,154981 | 1jQu9wkdr0iwNuem13FlBr | Color | 33 | M_Tee - Generic:Standard:Standard:557653 |  | InstallationDate | 47230 | WarrantyGuarantorLabor | 0.037500 | 0.041010 | 0.082021 | ModelNumber | Features | TagNumber | 0.088542 | BarCode | Hydronic Supply | Tee | 0.046875 | T |  | SerialNumber | WarrantyStartDate | AssetIdentifier | Level : Level 2 | -0.441240 | 849 | ReplacementCost | M_Pipe Fitting - Generic.csv | Constituents | Pipework Fittings | Finish | Grade | Material | ModelReference | NominalHeight | NominalLength | NominalWidth | ProductionYear | Shape | SustainabilityPerformance | WarrantyDescription | WarrantyDurationLabor | WarrantyDurationParts | Manufacturer | 23.60.30.11.14 | 0.088542 | 90.000000
47819 | Level 1 | ExpectedLife | 5 | 557660 | New Construction | AccessibilityPerformance | WarrantyGuarantorParts | 90.000000 | FIXED | Hydronic Supply Unit B | CodePerformance | 154873 | 0.093750 | Level 2 | 0.046875 | 47818 | 0.000000 | 47815 | Reference | Standard | 25 mm-25 mm | 47847,47849,47851,47853,47855,47857,47859,154927,154982,154983,154984 | 1jQu9wkdr0iwNuem13FlBy | Color | 33 | M_Elbow - Generic:Standard:Standard:557660 |  | InstallationDate | 47819 | WarrantyGuarantorLabor | 0.037500 | 0.041010 | 0.082021 | ModelNumber | Features | TagNumber | 0.067708 | BarCode | Hydronic Supply | Regular 45, 90 and 180 Elbow | 0.046875 | T | 0.067708 | SerialNumber | WarrantyStartDate | AssetIdentifier | Level : Level 2 | -0.441240 | 852 | ReplacementCost | M_Pipe Fitting - Generic.csv | Constituents | Pipework Fittings | Finish | Grade | Material | ModelReference | NominalHeight | NominalLength | NominalWidth | ProductionYear | Shape | SustainabilityPerformance | WarrantyDescription | WarrantyDurationLabor | WarrantyDurationParts | Manufacturer | 23.60.30.11.14
47869 | Level 1 | ExpectedLife | 5 | 557665 | New Construction | AccessibilityPerformance | WarrantyGuarantorParts | 90.000000 | FIXED | Hydronic Supply Unit B | CodePerformance | 154873 | 0.093750 | Level 2 | 0.046875 | 47868 | 0.000000 | 47863 | Reference | Standard | 25 mm-25 mm | 47897,47899,47901,47903,47905,47907,47909,154927,154982,154983,154984 | 1jQu9wkdr0iwNuem13FlB1 | Color | 33 | M_Elbow - Generic:Standard:Standard:557665 |  | InstallationDate | 47869 | WarrantyGuarantorLabor | 0.037500 | 0.041010 | 0.082021 | ModelNumber | Features | TagNumber | 0.067708 | BarCode | Hydronic Supply | Regular 45, 90 and 180 Elbow | 0.046875 | T | 0.067708 | SerialNumber | WarrantyStartDate | AssetIdentifier | Level : Level 2 | -0.441249 | 855 | ReplacementCost | M_Pipe Fitting - Generic.csv | Constituents | Pipework Fittings | Finish | Grade | Material | ModelReference | NominalHeight | NominalLength | NominalWidth | ProductionYear | Shape | SustainabilityPerformance | WarrantyDescription | WarrantyDurationLabor | WarrantyDurationParts | Manufacturer | 23.60.30.11.14
48993 | Level 1 | ExpectedLife | 5 | 577791 | New Construction | AccessibilityPerformance | WarrantyGuarantorParts | 90.000000 | FIXED | Hydronic Return Unit A | CodePerformance | 154873 | 0.093750 | Level 2 | 0.046875 | 48992 | 0.000000 | 48989 | Reference | Standard | 25 mm-25 mm | 49021,49023,49025,49027,49029,49031,49033,154927,154982,154983,154984 | 1LorUkoirEpRE75085bOw6 | Color | 33 | M_Elbow - Generic:Standard:Standard:577791 |  | InstallationDate | 48993 | WarrantyGuarantorLabor | 0.037500 | 0.041010 | 0.082021 | ModelNumber | Features | TagNumber | 0.067708 | BarCode | Hydronic Supply | Regular 45, 90 and 180 Elbow | 0.046875 | T | 0.067708 | SerialNumber | WarrantyStartDate | AssetIdentifier | Level : Level 2 | -0.351265 | 961 | ReplacementCost | M_Pipe Fitting - Generic.csv | Constituents | Pipework Fittings | Finish | Grade | Material | ModelReference | NominalHeight | NominalLength | NominalWidth | ProductionYear | Shape | SustainabilityPerformance | WarrantyDescription | WarrantyDurationLabor | WarrantyDurationParts | Manufacturer | 23.60.30.11.14
49269 | Level 1 | ExpectedLife | 5 | 577812 | New Construction | AccessibilityPerformance | WarrantyGuarantorParts | 90.000000 | FIXED | Hydronic Return Unit A | CodePerformance | 154873 | 0.093750 | Level 2 | 0.046875 | 49268 | 0.000000 | 49265 | Reference | Standard | 25 mm-25 mm-25 mm | 49298,49300,49302,49304,49306,49308,49310,154928,154979,154980,154981 | 1LorUkoirEpRE75085bOzj | Color | 33 | M_Tee - Generic:Standard:Standard:577812 |  | InstallationDate | 49269 | WarrantyGuarantorLabor | 0.037500 | 0.041010 | 0.082021 | ModelNumber | Features | TagNumber | 0.088542 | BarCode | Hydronic Supply | Tee | 0.046875 | T |  | SerialNumber | WarrantyStartDate | AssetIdentifier | Level : Level 2 | -0.351265 | 968 | ReplacementCost | M_Pipe Fitting - Generic.csv | Constituents | Pipework Fittings | Finish | Grade | Material | ModelReference | NominalHeight | NominalLength | NominalWidth | ProductionYear | Shape | SustainabilityPerformance | WarrantyDescription | WarrantyDurationLabor | WarrantyDurationParts | Manufacturer | 23.60.30.11.14 | 0.088542 | 90.000000
49677 | Level 1 | ExpectedLife | 5 | 577871 | New Construction | AccessibilityPerformance | WarrantyGuarantorParts | 90.000000 | FIXED | Hydronic Return Unit A | CodePerformance | 154873 | 0.093750 | Level 2 | 0.046875 | 49676 | 0.000000 | 49673 | Reference | Standard | 25 mm-25 mm-25 mm | 49706,49708,49710,49712,49714,49716,49718,154928,154979,154980,154981 | 1LorUkoirEpRE75085bOys | Color | 33 | M_Tee - Generic:Standard:Standard:577871 |  | InstallationDate | 49677 | WarrantyGuarantorLabor | 0.037500 | 0.041010 | 0.082021 | ModelNumber | Features | TagNumber | 0.088542 | BarCode | Hydronic Supply | Tee | 0.046875 | T |  | SerialNumber | WarrantyStartDate | AssetIdentifier | Level : Level 2 | -0.351265 | 970 | ReplacementCost | M_Pipe Fitting - Generic.csv | Constituents | Pipework Fittings | Finish | Grade | Material | ModelReference | NominalHeight | NominalLength | NominalWidth | ProductionYear | Shape | SustainabilityPerformance | WarrantyDescription | WarrantyDurationLabor | WarrantyDurationParts | Manufacturer | 23.60.30.11.14 | 0.088542 | 90.000000
50216 | Level 1 | ExpectedLife | 5 | 577919 | New Construction | AccessibilityPerformance | WarrantyGuarantorParts | 90.000000 | FIXED | Hydronic Return Unit A | CodePerformance | 154873 | 0.093750 | Level 2 | 0.046875 | 50215 | 0.000000 | 50211 | Reference | Standard | 25 mm-25 mm-25 mm | 50245,50247,50249,50251,50253,50255,50257,154928,154979,154980,154981 | 09MuOLFfP2PBERh1jIFp7m | Color | 33 | M_Tee - Generic:Standard:Standard:577919 |  | InstallationDate | 50216 | WarrantyGuarantorLabor | 0.037500 | 0.041010 | 0.082021 | ModelNumber | Features | TagNumber | 0.088542 | BarCode | Hydronic Supply | Tee | 0.046875 | T |  | SerialNumber | WarrantyStartDate | AssetIdentifier | Level : Level 2 | -0.351266 | 979 | ReplacementCost | M_Pipe Fitting - Generic.csv | Constituents | Pipework Fittings | Finish | Grade | Material | ModelReference | NominalHeight | NominalLength | NominalWidth | ProductionYear | Shape | SustainabilityPerformance | WarrantyDescription | WarrantyDurationLabor | WarrantyDurationParts | Manufacturer | 23.60.30.11.14 | 0.088542 | 90.000000
50477 | Level 1 | ExpectedLife | 5 | 577966 | New Construction | AccessibilityPerformance | WarrantyGuarantorParts | 90.000000 | FIXED | Hydronic Return Unit A | CodePerformance | 154873 | 0.093750 | Level 2 | 0.046875 | 50476 | 0.000000 | 50471 | Reference | Standard | 25 mm-25 mm | 50505,50507,50509,50511,50513,50515,50517,154927,154982,154983,154984 | 09MuOLFfP2PBERh1jIFp4X | Color | 33 | M_Elbow - Generic:Standard:Standard:577966 |  | InstallationDate | 50477 | WarrantyGuarantorLabor | 0.037500 | 0.041010 | 0.082021 | ModelNumber | Features | TagNumber | 0.067708 | BarCode | Hydronic Supply | Regular 45, 90 and 180 Elbow | 0.046875 | T | 0.067708 | SerialNumber | WarrantyStartDate | AssetIdentifier | Level : Level 2 | -0.351266 | 980 | ReplacementCost | M_Pipe Fitting - Generic.csv | Constituents | Pipework Fittings | Finish | Grade | Material | ModelReference | NominalHeight | NominalLength | NominalWidth | ProductionYear | Shape | SustainabilityPerformance | WarrantyDescription | WarrantyDurationLabor | WarrantyDurationParts | Manufacturer | 23.60.30.11.14
51514 | Level 1 | ExpectedLife | 5 | 577990 | New Construction | AccessibilityPerformance | WarrantyGuarantorParts | 89.999889 | FIXED | Hydronic Return Unit A | CodePerformance | 154873 | 0.093750 | Level 2 | 0.046875 | 51513 | 0.000000 | 51509 | Reference | Standard | 25 mm-25 mm-25 mm | 51543,51545,51547,51549,51551,51553,51555,154939,154979,154980,154981 | 09MuOLFfP2PBERh1jIFp59 | Color | 33 | M_Tee - Generic:Standard:Standard:577990 |  | InstallationDate | 51514 | WarrantyGuarantorLabor | 0.037500 | 0.041010 | 0.082021 | ModelNumber | Features | TagNumber | 0.088542 | BarCode | Hydronic Supply | Tee | 0.046875 | T |  | SerialNumber | WarrantyStartDate | AssetIdentifier | Level : Level 2 | -0.351261 | 986 | ReplacementCost | M_Pipe Fitting - Generic.csv | Constituents | Pipework Fittings | Finish | Grade | Material | ModelReference | NominalHeight | NominalLength | NominalWidth | ProductionYear | Shape | SustainabilityPerformance | WarrantyDescription | WarrantyDurationLabor | WarrantyDurationParts | Manufacturer | 23.60.30.11.14 | 0.088542 | 90.000000
51744 | Level 1 | ExpectedLife | 5 | 578049 | New Construction | AccessibilityPerformance | WarrantyGuarantorParts | 90.000000 | FIXED | Hydronic Supply Unit B | CodePerformance | 154873 | 0.093750 | Level 2 | 0.046875 | 51743 | 0.000000 | 51739 | Reference | Standard | 25 mm-25 mm | 51772,51774,51776,51778,51780,51782,51784,154927,154982,154983,154984 | 09MuOLFfP2PBERh1jIFpAE | Color | 33 | M_Elbow - Generic:Standard:Standard:578049 |  | InstallationDate | 51744 | WarrantyGuarantorLabor | 0.037500 | 0.041010 | 0.082021 | ModelNumber | Features | TagNumber | 0.067708 | BarCode | Hydronic Supply | Regular 45, 90 and 180 Elbow | 0.046875 | T | 0.067708 | SerialNumber | WarrantyStartDate | AssetIdentifier | Level : Level 2 | -0.441249 | 990 | ReplacementCost | M_Pipe Fitting - Generic.csv | Constituents | Pipework Fittings | Finish | Grade | Material | ModelReference | NominalHeight | NominalLength | NominalWidth | ProductionYear | Shape | SustainabilityPerformance | WarrantyDescription | WarrantyDurationLabor | WarrantyDurationParts | Manufacturer | 23.60.30.11.14
51971 | Level 1 | ExpectedLife | 5 | 578144 | New Construction | AccessibilityPerformance | WarrantyGuarantorParts | 90.000000 | FIXED | Hydronic Return Unit A | CodePerformance | 154873 | 0.093750 | Level 2 | 0.046875 | 51970 | 0.000000 | 51967 | Reference | Standard | 25 mm-25 mm | 51999,52001,52003,52005,52007,52009,52011,154927,154982,154983,154984 | 09MuOLFfP2PBERh1jIFpBl | Color | 33 | M_Elbow - Generic:Standard:Standard:578144 |  | InstallationDate | 51971 | WarrantyGuarantorLabor | 0.037500 | 0.041010 | 0.082021 | ModelNumber | Features | TagNumber | 0.067708 | BarCode | Hydronic Supply | Regular 45, 90 and 180 Elbow | 0.046875 | T | 0.067708 | SerialNumber | WarrantyStartDate | AssetIdentifier | Level : Level 2 | -0.351253 | 992 | ReplacementCost | M_Pipe Fitting - Generic.csv | Constituents | Pipework Fittings | Finish | Grade | Material | ModelReference | NominalHeight | NominalLength | NominalWidth | ProductionYear | Shape | SustainabilityPerformance | WarrantyDescription | WarrantyDurationLabor | WarrantyDurationParts | Manufacturer | 23.60.30.11.14
52198 | Level 1 | ExpectedLife | 5 | 578189 | New Construction | AccessibilityPerformance | WarrantyGuarantorParts | 90.000000 | FIXED | Hydronic Return Unit A | CodePerformance | 154873 | 0.093750 | Level 2 | 0.046875 | 52197 | 0.000000 | 52194 | Reference | Standard | 25 mm-25 mm | 52226,52228,52230,52232,52234,52236,52238,154927,154982,154983,154984 | 09MuOLFfP2PBERh1jIFp82 | Color | 33 | M_Elbow - Generic:Standard:Standard:578189 |  | InstallationDate | 52198 | WarrantyGuarantorLabor | 0.037500 | 0.041010 | 0.082021 | ModelNumber | Features | TagNumber | 0.067708 | BarCode | Hydronic Supply | Regular 45, 90 and 180 Elbow | 0.046875 | T | 0.067708 | SerialNumber | WarrantyStartDate | AssetIdentifier | Level : Level 2 | -0.351253 | 1001 | ReplacementCost | M_Pipe Fitting - Generic.csv | Constituents | Pipework Fittings | Finish | Grade | Material | ModelReference | NominalHeight | NominalLength | NominalWidth | ProductionYear | Shape | SustainabilityPerformance | WarrantyDescription | WarrantyDurationLabor | WarrantyDurationParts | Manufacturer | 23.60.30.11.14
52912 | Level 1 | ExpectedLife | 5 | 578386 | New Construction | AccessibilityPerformance | WarrantyGuarantorParts | 90.000000 | FIXED | Hydronic Return Unit A | CodePerformance | 154873 | 0.093750 | Level 2 | 0.046875 | 52911 | 0.000000 | 52908 | Reference | Standard | 25 mm-25 mm | 52940,52942,52944,52946,52948,52950,52952,154927,154982,154983,154984 | 09MuOLFfP2PBERh1jIFpFT | Color | 33 | M_Elbow - Generic:Standard:Standard:578386 |  | InstallationDate | 52912 | WarrantyGuarantorLabor | 0.037500 | 0.041010 | 0.082021 | ModelNumber | Features | TagNumber | 0.067708 | BarCode | Hydronic Supply | Regular 45, 90 and 180 Elbow | 0.046875 | T | 0.067708 | SerialNumber | WarrantyStartDate | AssetIdentifier | Level : Level 2 | -0.351253 | 1031 | ReplacementCost | M_Pipe Fitting - Generic.csv | Constituents | Pipework Fittings | Finish | Grade | Material | ModelReference | NominalHeight | NominalLength | NominalWidth | ProductionYear | Shape | SustainabilityPerformance | WarrantyDescription | WarrantyDurationLabor | WarrantyDurationParts | Manufacturer | 23.60.30.11.14
52960 | Level 1 | ExpectedLife | 5 | 578388 | New Construction | AccessibilityPerformance | WarrantyGuarantorParts | 90.000000 | FIXED | Hydronic Return Unit A | CodePerformance | 154873 | 0.093750 | Level 2 | 0.046875 | 52959 | 0.000000 | 52956 | Reference | Standard | 25 mm-25 mm | 52988,52990,52992,52994,52996,52998,53000,154927,154982,154983,154984 | 09MuOLFfP2PBERh1jIFpFR | Color | 33 | M_Elbow - Generic:Standard:Standard:578388 |  | InstallationDate | 52960 | WarrantyGuarantorLabor | 0.037500 | 0.041010 | 0.082021 | ModelNumber | Features | TagNumber | 0.067708 | BarCode | Hydronic Supply | Regular 45, 90 and 180 Elbow | 0.046875 | T | 0.067708 | SerialNumber | WarrantyStartDate | AssetIdentifier | Level : Level 2 | -0.351253 | 1033 | ReplacementCost | M_Pipe Fitting - Generic.csv | Constituents | Pipework Fittings | Finish | Grade | Material | ModelReference | NominalHeight | NominalLength | NominalWidth | ProductionYear | Shape | SustainabilityPerformance | WarrantyDescription | WarrantyDurationLabor | WarrantyDurationParts | Manufacturer | 23.60.30.11.14
53801 | Level 1 | ExpectedLife | 5 | 578422 | New Construction | AccessibilityPerformance | WarrantyGuarantorParts | 90.000000 | FIXED | Hydronic Return Unit A | CodePerformance | 154873 | 0.093750 | Level 2 | 0.046875 | 53800 | 0.000000 | 53797 | Reference | Standard | 25 mm-25 mm-25 mm | 53830,53832,53834,53836,53838,53840,53842,154928,154979,154980,154981 | 09MuOLFfP2PBERh1jIFpFv | Color | 33 | M_Tee - Generic:Standard:Standard:578422 |  | InstallationDate | 53801 | WarrantyGuarantorLabor | 0.037500 | 0.041010 | 0.082021 | ModelNumber | Features | TagNumber | 0.088542 | BarCode | Hydronic Supply | Tee | 0.046875 | T |  | SerialNumber | WarrantyStartDate | AssetIdentifier | Level : Level 2 | -0.351253 | 1038 | ReplacementCost | M_Pipe Fitting - Generic.csv | Constituents | Pipework Fittings | Finish | Grade | Material | ModelReference | NominalHeight | NominalLength | NominalWidth | ProductionYear | Shape | SustainabilityPerformance | WarrantyDescription | WarrantyDurationLabor | WarrantyDurationParts | Manufacturer | 23.60.30.11.14 | 0.088542 | 90.000000
58525 | Level 1 | ExpectedLife | 5 | 578707 | New Construction | AccessibilityPerformance | WarrantyGuarantorParts | 90.000000 | FIXED | Hydronic Supply Unit B | CodePerformance | 154873 | 0.093750 | Level 2 | 0.046875 | 58524 | 0.000000 | 58521 | Reference | Standard | 25 mm-25 mm-25 mm | 58554,58556,58558,58560,58562,58564,58566,154928,154979,154980,154981 | 09MuOLFfP2PBERh1jIFpGS | Color | 33 | M_Tee - Generic:Standard:Standard:578707 |  | InstallationDate | 58525 | WarrantyGuarantorLabor | 0.037500 | 0.041010 | 0.082021 | ModelNumber | Features | TagNumber | 0.088542 | BarCode | Hydronic Supply | Tee | 0.046875 | T |  | SerialNumber | WarrantyStartDate | AssetIdentifier | Level : Level 2 | -0.441249 | 1068 | ReplacementCost | M_Pipe Fitting - Generic.csv | Constituents | Pipework Fittings | Finish | Grade | Material | ModelReference | NominalHeight | NominalLength | NominalWidth | ProductionYear | Shape | SustainabilityPerformance | WarrantyDescription | WarrantyDurationLabor | WarrantyDurationParts | Manufacturer | 23.60.30.11.14 | 0.088542 | 90.000000
58981 | Level 1 | ExpectedLife | 5 | 578743 | New Construction | AccessibilityPerformance | WarrantyGuarantorParts | 90.000000 | FIXED | Hydronic Supply Unit B | CodePerformance | 154873 | 0.093750 | Level 2 | 0.046875 | 58980 | 0.000000 | 58977 | Reference | Standard | 25 mm-25 mm-25 mm | 59010,59012,59014,59016,59018,59020,59022,154928,154979,154980,154981 | 09MuOLFfP2PBERh1jIFpGu | Color | 33 | M_Tee - Generic:Standard:Standard:578743 |  | InstallationDate | 58981 | WarrantyGuarantorLabor | 0.037500 | 0.041010 | 0.082021 | ModelNumber | Features | TagNumber | 0.088542 | BarCode | Hydronic Supply | Tee | 0.046875 | T |  | SerialNumber | WarrantyStartDate | AssetIdentifier | Level : Level 2 | -0.441249 | 1074 | ReplacementCost | M_Pipe Fitting - Generic.csv | Constituents | Pipework Fittings | Finish | Grade | Material | ModelReference | NominalHeight | NominalLength | NominalWidth | ProductionYear | Shape | SustainabilityPerformance | WarrantyDescription | WarrantyDurationLabor | WarrantyDurationParts | Manufacturer | 23.60.30.11.14 | 0.088542 | 90.000000
60248 | Level 1 | ExpectedLife | 5 | 578774 | New Construction | AccessibilityPerformance | WarrantyGuarantorParts | 90.000277 | FIXED | Hydronic Supply Unit B | CodePerformance | 154873 | 0.093750 | Level 2 | 0.046875 | 60247 | 0.000000 | 60242 | Reference | Standard | 25 mm-25 mm-25 mm | 60277,60279,60281,60283,60285,60287,60289,154943,154979,154980,154981 | 09MuOLFfP2PBERh1jIFpHP | Color | 33 | M_Tee - Generic:Standard:Standard:578774 |  | InstallationDate | 60248 | WarrantyGuarantorLabor | 0.037500 | 0.041010 | 0.082021 | ModelNumber | Features | TagNumber | 0.088542 | BarCode | Hydronic Supply | Tee | 0.046875 | T |  | SerialNumber | WarrantyStartDate | AssetIdentifier | Level : Level 2 | -0.441249 | 1082 | ReplacementCost | M_Pipe Fitting - Generic.csv | Constituents | Pipework Fittings | Finish | Grade | Material | ModelReference | NominalHeight | NominalLength | NominalWidth | ProductionYear | Shape | SustainabilityPerformance | WarrantyDescription | WarrantyDurationLabor | WarrantyDurationParts | Manufacturer | 23.60.30.11.14 | 0.088542 | 90.000000
60656 | Level 1 | ExpectedLife | 5 | 578831 | New Construction | AccessibilityPerformance | WarrantyGuarantorParts | 90.000000 | FIXED | Hydronic Supply Unit B | CodePerformance | 154873 | 0.093750 | Level 2 | 0.046875 | 60655 | 0.000000 | 60652 | Reference | Standard | 25 mm-25 mm | 60684,60686,60688,60690,60692,60694,60696,154927,154982,154983,154984 | 09MuOLFfP2PBERh1jIFpM0 | Color | 33 | M_Elbow - Generic:Standard:Standard:578831 |  | InstallationDate | 60656 | WarrantyGuarantorLabor | 0.037500 | 0.041010 | 0.082021 | ModelNumber | Features | TagNumber | 0.067708 | BarCode | Hydronic Supply | Regular 45, 90 and 180 Elbow | 0.046875 | T | 0.067708 | SerialNumber | WarrantyStartDate | AssetIdentifier | Level : Level 2 | -0.441240 | 1083 | ReplacementCost | M_Pipe Fitting - Generic.csv | Constituents | Pipework Fittings | Finish | Grade | Material | ModelReference | NominalHeight | NominalLength | NominalWidth | ProductionYear | Shape | SustainabilityPerformance | WarrantyDescription | WarrantyDurationLabor | WarrantyDurationParts | Manufacturer | 23.60.30.11.14
60883 | Level 1 | ExpectedLife | 5 | 578873 | New Construction | AccessibilityPerformance | WarrantyGuarantorParts | 90.000000 | FIXED | Hydronic Supply Unit B | CodePerformance | 154873 | 0.093750 | Level 2 | 0.046875 | 60882 | 0.000000 | 60879 | Reference | Standard | 25 mm-25 mm | 60911,60913,60915,60917,60919,60921,60923,154927,154982,154983,154984 | 09MuOLFfP2PBERh1jIFpMs | Color | 33 | M_Elbow - Generic:Standard:Standard:578873 |  | InstallationDate | 60883 | WarrantyGuarantorLabor | 0.037500 | 0.041010 | 0.082021 | ModelNumber | Features | TagNumber | 0.067708 | BarCode | Hydronic Supply | Regular 45, 90 and 180 Elbow | 0.046875 | T | 0.067708 | SerialNumber | WarrantyStartDate | AssetIdentifier | Level : Level 2 | -0.441240 | 1090 | ReplacementCost | M_Pipe Fitting - Generic.csv | Constituents | Pipework Fittings | Finish | Grade | Material | ModelReference | NominalHeight | NominalLength | NominalWidth | ProductionYear | Shape | SustainabilityPerformance | WarrantyDescription | WarrantyDurationLabor | WarrantyDurationParts | Manufacturer | 23.60.30.11.14
67668 | Level 1 | ExpectedLife | 5 | 580429 | New Construction | AccessibilityPerformance | WarrantyGuarantorParts | 89.998083 | FIXED | Hydronic Supply Unit B | CodePerformance | 154873 | 0.093750 | Level 2 | 0.046875 | 67667 | 0.000000 | 67663 | Reference | Standard | 25 mm-25 mm | 67696,67698,67700,67702,67704,67706,67708,154946,154982,154983,154984 | 2$dTH4D0v6UvzO4e0uyqzb | Color | 33 | M_Elbow - Generic:Standard:Standard:580429 |  | InstallationDate | 67668 | WarrantyGuarantorLabor | 0.037500 | 0.041010 | 0.082021 | ModelNumber | Features | TagNumber | 0.067708 | BarCode | Hydronic Supply | Regular 45, 90 and 180 Elbow | 0.046875 | T | 0.067708 | SerialNumber | WarrantyStartDate | AssetIdentifier | Level : Level 2 | -0.441246 | 1197 | ReplacementCost | M_Pipe Fitting - Generic.csv | Constituents | Pipework Fittings | Finish | Grade | Material | ModelReference | NominalHeight | NominalLength | NominalWidth | ProductionYear | Shape | SustainabilityPerformance | WarrantyDescription | WarrantyDurationLabor | WarrantyDurationParts | Manufacturer | 23.60.30.11.14
85402 | Level 1 | ExpectedLife | 5 | 600233 | New Construction | AccessibilityPerformance | WarrantyGuarantorParts | 90.000000 | FIXED | Hydronic Return Unit A | CodePerformance | 154873 | 0.093750 | Level 2 | 0.046875 | 85401 | 0.000000 | 85398 | Reference | Standard | 25 mm-25 mm | 85430,85432,85434,85436,85438,85440,85442,154927,154982,154983,154984 | 2L092XWcn0RxVZVA3XblX3 | Color | 33 | M_Elbow - Generic:Standard:Standard:600233 |  | InstallationDate | 85402 | WarrantyGuarantorLabor | 0.037500 | 0.041010 | 0.082021 | ModelNumber | Features | TagNumber | 0.067708 | BarCode | Hydronic Supply | Regular 45, 90 and 180 Elbow | 0.046875 | T | 0.067708 | SerialNumber | WarrantyStartDate | AssetIdentifier | Level : Level 2 | -0.351266 | 1246 | ReplacementCost | M_Pipe Fitting - Generic.csv | Constituents | Pipework Fittings | Finish | Grade | Material | ModelReference | NominalHeight | NominalLength | NominalWidth | ProductionYear | Shape | SustainabilityPerformance | WarrantyDescription | WarrantyDurationLabor | WarrantyDurationParts | Manufacturer | 23.60.30.11.14
85660 | Level 1 | ExpectedLife | 5 | 600265 | New Construction | AccessibilityPerformance | WarrantyGuarantorParts | 90.000000 | FIXED | Hydronic Return Unit A | CodePerformance | 154873 | 0.093750 | Level 2 | 0.046875 | 85659 | 0.000000 | 85654 | Reference | Standard | 25 mm-25 mm-25 mm | 85689,85691,85693,85695,85697,85699,85701,154928,154979,154980,154981 | 2L092XWcn0RxVZVA3XblWZ | Color | 33 | M_Tee - Generic:Standard:Standard:600265 |  | InstallationDate | 85660 | WarrantyGuarantorLabor | 0.037500 | 0.041010 | 0.082021 | ModelNumber | Features | TagNumber | 0.088542 | BarCode | Hydronic Supply | Tee | 0.046875 | T |  | SerialNumber | WarrantyStartDate | AssetIdentifier | Level : Level 2 | -0.351266 | 1249 | ReplacementCost | M_Pipe Fitting - Generic.csv | Constituents | Pipework Fittings | Finish | Grade | Material | ModelReference | NominalHeight | NominalLength | NominalWidth | ProductionYear | Shape | SustainabilityPerformance | WarrantyDescription | WarrantyDurationLabor | WarrantyDurationParts | Manufacturer | 23.60.30.11.14 | 0.088542 | 90.000000
88245 | Level 1 | ExpectedLife | 5 | 600269 | New Construction | AccessibilityPerformance | WarrantyGuarantorParts | 89.966754 | FIXED | Hydronic Return Unit A | CodePerformance | 154873 | 0.093750 | Level 2 | 0.046875 | 88244 | 0.000000 | 88241 | Reference | Standard | 25 mm-25 mm | 88273,88275,88277,88279,88281,88283,88285,154952,154982,154983,154984 | 2L092XWcn0RxVZVA3XblWd | Color | 33 | M_Elbow - Generic:Standard:Standard:600269 |  | InstallationDate | 88245 | WarrantyGuarantorLabor | 0.037500 | 0.041010 | 0.082021 | ModelNumber | Features | TagNumber | 0.067708 | BarCode | Hydronic Supply | Regular 45, 90 and 180 Elbow | 0.046875 | T | 0.067708 | SerialNumber | WarrantyStartDate | AssetIdentifier | Level : Level 2 | -0.351241 | 1251 | ReplacementCost | M_Pipe Fitting - Generic.csv | Constituents | Pipework Fittings | Finish | Grade | Material | ModelReference | NominalHeight | NominalLength | NominalWidth | ProductionYear | Shape | SustainabilityPerformance | WarrantyDescription | WarrantyDurationLabor | WarrantyDurationParts | Manufacturer | 23.60.30.11.14
88527 | Level 1 | ExpectedLife | 5 | 600278 | New Construction | AccessibilityPerformance | WarrantyGuarantorParts | 90.000000 | FIXED | Hydronic Return Unit A | CodePerformance | 154873 | 0.093750 | Level 2 | 0.046875 | 88526 | 0.000000 | 88521 | Reference | Standard | 25 mm-25 mm-25 mm | 88556,88558,88560,88562,88564,88566,88568,154928,154979,154980,154981 | 2L092XWcn0RxVZVA3XblWy | Color | 33 | M_Tee - Generic:Standard:Standard:600278 |  | InstallationDate | 88527 | WarrantyGuarantorLabor | 0.037500 | 0.041010 | 0.082021 | ModelNumber | Features | TagNumber | 0.088542 | BarCode | Hydronic Supply | Tee | 0.046875 | T |  | SerialNumber | WarrantyStartDate | AssetIdentifier | Level : Level 2 | -0.351265 | 1255 | ReplacementCost | M_Pipe Fitting - Generic.csv | Constituents | Pipework Fittings | Finish | Grade | Material | ModelReference | NominalHeight | NominalLength | NominalWidth | ProductionYear | Shape | SustainabilityPerformance | WarrantyDescription | WarrantyDurationLabor | WarrantyDurationParts | Manufacturer | 23.60.30.11.14 | 0.088542 | 90.000000
91106 | Level 1 | ExpectedLife | 5 | 600282 | New Construction | AccessibilityPerformance | WarrantyGuarantorParts | 89.967667 | FIXED | Hydronic Return Unit A | CodePerformance | 154873 | 0.093750 | Level 2 | 0.046875 | 91105 | 0.000000 | 91102 | Reference | Standard | 25 mm-25 mm | 91134,91136,91138,91140,91142,91144,91146,154953,154982,154983,154984 | 2L092XWcn0RxVZVA3XblWm | Color | 33 | M_Elbow - Generic:Standard:Standard:600282 |  | InstallationDate | 91106 | WarrantyGuarantorLabor | 0.037500 | 0.041010 | 0.082021 | ModelNumber | Features | TagNumber | 0.067708 | BarCode | Hydronic Supply | Regular 45, 90 and 180 Elbow | 0.046875 | T | 0.067708 | SerialNumber | WarrantyStartDate | AssetIdentifier | Level : Level 2 | -0.351242 | 1257 | ReplacementCost | M_Pipe Fitting - Generic.csv | Constituents | Pipework Fittings | Finish | Grade | Material | ModelReference | NominalHeight | NominalLength | NominalWidth | ProductionYear | Shape | SustainabilityPerformance | WarrantyDescription | WarrantyDurationLabor | WarrantyDurationParts | Manufacturer | 23.60.30.11.14
93872 | Level 1 | ExpectedLife | 5 | 600493 | New Construction | AccessibilityPerformance | WarrantyGuarantorParts | 90.001324 | FIXED | Hydronic Return Unit A | CodePerformance | 154873 | 0.093750 | Level 2 | 0.046875 | 93871 | 0.000000 | 93867 | Reference | Standard | 25 mm-25 mm | 93900,93902,93904,93906,93908,93910,93912,154954,154982,154983,154984 | 2L092XWcn0RxVZVA3Xblb7 | Color | 33 | M_Elbow - Generic:Standard:Standard:600493 |  | InstallationDate | 93872 | WarrantyGuarantorLabor | 0.037500 | 0.041010 | 0.082021 | ModelNumber | Features | TagNumber | 0.067708 | BarCode | Hydronic Supply | Regular 45, 90 and 180 Elbow | 0.046875 | T | 0.067708 | SerialNumber | WarrantyStartDate | AssetIdentifier | Level : Level 2 | -3.004800 | 1269 | ReplacementCost | M_Pipe Fitting - Generic.csv | Constituents | Pipework Fittings | Finish | Grade | Material | ModelReference | NominalHeight | NominalLength | NominalWidth | ProductionYear | Shape | SustainabilityPerformance | WarrantyDescription | WarrantyDurationLabor | WarrantyDurationParts | Manufacturer | 23.60.30.11.14
96459 | Level 1 | ExpectedLife | 5 | 600509 | New Construction | AccessibilityPerformance | WarrantyGuarantorParts | 90.000005 | FIXED | Hydronic Return Unit A | CodePerformance | 154873 | 0.093750 | Level 1 | 0.046875 | 96458 | 0.000000 | 96454 | Reference | Standard | 25 mm-25 mm | 96487,96489,96491,96493,96495,96497,96499,154955,154982,154983,154984 | 2L092XWcn0RxVZVA3XblbN | Color | 33 | M_Elbow - Generic:Standard:Standard:600509 |  | InstallationDate | 96459 | WarrantyGuarantorLabor | 0.037500 | 0.041010 | 0.082021 | ModelNumber | Features | TagNumber | 0.067708 | BarCode | Hydronic Supply | Regular 45, 90 and 180 Elbow | 0.046875 | T | 0.067708 | SerialNumber | WarrantyStartDate | AssetIdentifier | Level : Level 1 | 0.095200 | 1271 | ReplacementCost | M_Pipe Fitting - Generic.csv | Constituents | Pipework Fittings | Finish | Grade | Material | ModelReference | NominalHeight | NominalLength | NominalWidth | ProductionYear | Shape | SustainabilityPerformance | WarrantyDescription | WarrantyDurationLabor | WarrantyDurationParts | Manufacturer | 23.60.30.11.14
96508 | Level 1 | ExpectedLife | 5 | 600517 | New Construction | AccessibilityPerformance | WarrantyGuarantorParts | 90.000000 | FIXED | Hydronic Return Unit A | CodePerformance | 154873 | 0.093750 | Level 1 | 0.046875 | 96507 | 0.000000 | 96503 | Reference | Standard | 25 mm-25 mm | 96536,96538,96540,96542,96544,96546,96548,154927,154982,154983,154984 | 2L092XWcn0RxVZVA3Xblal | Color | 33 | M_Elbow - Generic:Standard:Standard:600517 |  | InstallationDate | 96508 | WarrantyGuarantorLabor | 0.037500 | 0.041010 | 0.082021 | ModelNumber | Features | TagNumber | 0.067708 | BarCode | Hydronic Supply | Regular 45, 90 and 180 Elbow | 0.046875 | T | 0.067708 | SerialNumber | WarrantyStartDate | AssetIdentifier | Level : Level 1 | 0.095200 | 1273 | ReplacementCost | M_Pipe Fitting - Generic.csv | Constituents | Pipework Fittings | Finish | Grade | Material | ModelReference | NominalHeight | NominalLength | NominalWidth | ProductionYear | Shape | SustainabilityPerformance | WarrantyDescription | WarrantyDurationLabor | WarrantyDurationParts | Manufacturer | 23.60.30.11.14
99086 | Level 1 | ExpectedLife | 5 | 600581 | New Construction | AccessibilityPerformance | WarrantyGuarantorParts | 89.999551 | FIXED | Hydronic Return Unit A | CodePerformance | 154873 | 0.093750 | Level 1 | 0.046875 | 99085 | 0.000000 | 99082 | Reference | Standard | 25 mm-25 mm | 99114,99116,99118,99120,99122,99124,99126,154956,154982,154983,154984 | 2L092XWcn0RxVZVA3Xblhl | Color | 33 | M_Elbow - Generic:Standard:Standard:600581 |  | InstallationDate | 99086 | WarrantyGuarantorLabor | 0.037500 | 0.041010 | 0.082021 | ModelNumber | Features | TagNumber | 0.067708 | BarCode | Hydronic Supply | Regular 45, 90 and 180 Elbow | 0.046875 | T | 0.067708 | SerialNumber | WarrantyStartDate | AssetIdentifier | Level : Level 1 | 0.095201 | 1278 | ReplacementCost | M_Pipe Fitting - Generic.csv | Constituents | Pipework Fittings | Finish | Grade | Material | ModelReference | NominalHeight | NominalLength | NominalWidth | ProductionYear | Shape | SustainabilityPerformance | WarrantyDescription | WarrantyDurationLabor | WarrantyDurationParts | Manufacturer | 23.60.30.11.14
99312 | Level 1 | ExpectedLife | 5 | 600590 | New Construction | AccessibilityPerformance | WarrantyGuarantorParts | 90.000000 | FIXED | Hydronic Return Unit A | CodePerformance | 154873 | 0.093750 | Level 1 | 0.046875 | 99311 | 0.000000 | 99308 | Reference | Standard | 25 mm-25 mm | 99340,99342,99344,99346,99348,99350,99352,154927,154982,154983,154984 | 2L092XWcn0RxVZVA3Xblha | Color | 33 | M_Elbow - Generic:Standard:Standard:600590 |  | InstallationDate | 99312 | WarrantyGuarantorLabor | 0.037500 | 0.041010 | 0.082021 | ModelNumber | Features | TagNumber | 0.067708 | BarCode | Hydronic Supply | Regular 45, 90 and 180 Elbow | 0.046875 | T | 0.067708 | SerialNumber | WarrantyStartDate | AssetIdentifier | Level : Level 1 | 0.095200 | 1280 | ReplacementCost | M_Pipe Fitting - Generic.csv | Constituents | Pipework Fittings | Finish | Grade | Material | ModelReference | NominalHeight | NominalLength | NominalWidth | ProductionYear | Shape | SustainabilityPerformance | WarrantyDescription | WarrantyDurationLabor | WarrantyDurationParts | Manufacturer | 23.60.30.11.14
99360 | Level 1 | ExpectedLife | 5 | 600599 | New Construction | AccessibilityPerformance | WarrantyGuarantorParts | 90.000000 | FIXED | Hydronic Return Unit A | CodePerformance | 154873 | 0.093750 | Level 1 | 0.046875 | 99359 | 0.000000 | 99356 | Reference | Standard | 25 mm-25 mm | 99388,99390,99392,99394,99396,99398,99400,154927,154982,154983,154984 | 2L092XWcn0RxVZVA3Xblhz | Color | 33 | M_Elbow - Generic:Standard:Standard:600599 |  | InstallationDate | 99360 | WarrantyGuarantorLabor | 0.037500 | 0.041010 | 0.082021 | ModelNumber | Features | TagNumber | 0.067708 | BarCode | Hydronic Supply | Regular 45, 90 and 180 Elbow | 0.046875 | T | 0.067708 | SerialNumber | WarrantyStartDate | AssetIdentifier | Level : Level 1 | 0.095200 | 1282 | ReplacementCost | M_Pipe Fitting - Generic.csv | Constituents | Pipework Fittings | Finish | Grade | Material | ModelReference | NominalHeight | NominalLength | NominalWidth | ProductionYear | Shape | SustainabilityPerformance | WarrantyDescription | WarrantyDurationLabor | WarrantyDurationParts | Manufacturer | 23.60.30.11.14
99588 | Level 1 | ExpectedLife | 5 | 600699 | New Construction | AccessibilityPerformance | WarrantyGuarantorParts | 90.000000 | FIXED | Hydronic Return Unit A | CodePerformance | 154873 | 0.093750 | Level 1 | 0.046875 | 99587 | 0.000000 | 99584 | Reference | Standard | 25 mm-25 mm | 99616,99618,99620,99622,99624,99626,99628,154927,154982,154983,154984 | 2L092XWcn0RxVZVA3XblgH | Color | 33 | M_Elbow - Generic:Standard:Standard:600699 |  | InstallationDate | 99588 | WarrantyGuarantorLabor | 0.037500 | 0.041010 | 0.082021 | ModelNumber | Features | TagNumber | 0.067708 | BarCode | Hydronic Supply | Regular 45, 90 and 180 Elbow | 0.046875 | T | 0.067708 | SerialNumber | WarrantyStartDate | AssetIdentifier | Level : Level 1 | 0.095200 | 1283 | ReplacementCost | M_Pipe Fitting - Generic.csv | Constituents | Pipework Fittings | Finish | Grade | Material | ModelReference | NominalHeight | NominalLength | NominalWidth | ProductionYear | Shape | SustainabilityPerformance | WarrantyDescription | WarrantyDurationLabor | WarrantyDurationParts | Manufacturer | 23.60.30.11.14
99816 | Level 1 | ExpectedLife | 5 | 600710 | New Construction | AccessibilityPerformance | WarrantyGuarantorParts | 90.000000 | FIXED | Hydronic Return Unit A | CodePerformance | 154873 | 0.093750 | Level 1 | 0.046875 | 99815 | 0.000000 | 99812 | Reference | Standard | 25 mm-25 mm | 99844,99846,99848,99850,99852,99854,99856,154927,154982,154983,154984 | 2L092XWcn0RxVZVA3Xblfi | Color | 33 | M_Elbow - Generic:Standard:Standard:600710 |  | InstallationDate | 99816 | WarrantyGuarantorLabor | 0.037500 | 0.041010 | 0.082021 | ModelNumber | Features | TagNumber | 0.067708 | BarCode | Hydronic Supply | Regular 45, 90 and 180 Elbow | 0.046875 | T | 0.067708 | SerialNumber | WarrantyStartDate | AssetIdentifier | Level : Level 1 | 0.095200 | 1287 | ReplacementCost | M_Pipe Fitting - Generic.csv | Constituents | Pipework Fittings | Finish | Grade | Material | ModelReference | NominalHeight | NominalLength | NominalWidth | ProductionYear | Shape | SustainabilityPerformance | WarrantyDescription | WarrantyDurationLabor | WarrantyDurationParts | Manufacturer | 23.60.30.11.14
100223 | Level 1 | ExpectedLife | 5 | 600862 | New Construction | AccessibilityPerformance | WarrantyGuarantorParts | 90.000000 | FIXED | Hydronic Supply Unit B | CodePerformance | 154873 | 0.093750 | Level 2 | 0.046875 | 100222 | 0.000000 | 100217 | Reference | Standard | 25 mm-25 mm | 100251,100253,100255,100257,100259,100261,100263,154927,154982,154983,154984 | 2L092XWcn0RxVZVA3Xbllq | Color | 33 | M_Elbow - Generic:Standard:Standard:600862 |  | InstallationDate | 100223 | WarrantyGuarantorLabor | 0.037500 | 0.041010 | 0.082021 | ModelNumber | Features | TagNumber | 0.067708 | BarCode | Hydronic Supply | Regular 45, 90 and 180 Elbow | 0.046875 | T | 0.067708 | SerialNumber | WarrantyStartDate | AssetIdentifier | Level : Level 2 | -0.441249 | 1309 | ReplacementCost | M_Pipe Fitting - Generic.csv | Constituents | Pipework Fittings | Finish | Grade | Material | ModelReference | NominalHeight | NominalLength | NominalWidth | ProductionYear | Shape | SustainabilityPerformance | WarrantyDescription | WarrantyDurationLabor | WarrantyDurationParts | Manufacturer | 23.60.30.11.14
102847 | Level 1 | ExpectedLife | 5 | 600907 | New Construction | AccessibilityPerformance | WarrantyGuarantorParts | 90.040553 | FIXED | Hydronic Supply Unit B | CodePerformance | 154873 | 0.093750 | Level 2 | 0.046875 | 102846 | 0.000000 | 102843 | Reference | Standard | 25 mm-25 mm | 102875,102877,102879,102881,102883,102885,102887,154957,154982,154983,154984 | 2L092XWcn0RxVZVA3XblkX | Color | 33 | M_Elbow - Generic:Standard:Standard:600907 |  | InstallationDate | 102847 | WarrantyGuarantorLabor | 0.037500 | 0.041010 | 0.082021 | ModelNumber | Features | TagNumber | 0.067708 | BarCode | Hydronic Supply | Regular 45, 90 and 180 Elbow | 0.046875 | T | 0.067708 | SerialNumber | WarrantyStartDate | AssetIdentifier | Level : Level 2 | -0.441308 | 1313 | ReplacementCost | M_Pipe Fitting - Generic.csv | Constituents | Pipework Fittings | Finish | Grade | Material | ModelReference | NominalHeight | NominalLength | NominalWidth | ProductionYear | Shape | SustainabilityPerformance | WarrantyDescription | WarrantyDurationLabor | WarrantyDurationParts | Manufacturer | 23.60.30.11.14
102896 | Level 1 | ExpectedLife | 5 | 600910 | New Construction | AccessibilityPerformance | WarrantyGuarantorParts | 90.000000 | FIXED | Hydronic Supply Unit B | CodePerformance | 154873 | 0.093750 | Level 2 | 0.046875 | 102895 | 0.000000 | 102891 | Reference | Standard | 25 mm-25 mm-25 mm | 102925,102927,102929,102931,102933,102935,102937,154928,154979,154980,154981 | 2L092XWcn0RxVZVA3Xblka | Color | 33 | M_Tee - Generic:Standard:Standard:600910 |  | InstallationDate | 102896 | WarrantyGuarantorLabor | 0.037500 | 0.041010 | 0.082021 | ModelNumber | Features | TagNumber | 0.088542 | BarCode | Hydronic Supply | Tee | 0.046875 | T |  | SerialNumber | WarrantyStartDate | AssetIdentifier | Level : Level 2 | -0.441249 | 1315 | ReplacementCost | M_Pipe Fitting - Generic.csv | Constituents | Pipework Fittings | Finish | Grade | Material | ModelReference | NominalHeight | NominalLength | NominalWidth | ProductionYear | Shape | SustainabilityPerformance | WarrantyDescription | WarrantyDurationLabor | WarrantyDurationParts | Manufacturer | 23.60.30.11.14 | 0.088542 | 90.000000
103387 | Level 1 | ExpectedLife | 5 | 600922 | New Construction | AccessibilityPerformance | WarrantyGuarantorParts | 90.040553 | FIXED | Hydronic Supply Unit B | CodePerformance | 154873 | 0.093750 | Level 2 | 0.046875 | 103386 | 0.000000 | 103383 | Reference | Standard | 25 mm-25 mm | 103415,103417,103419,103421,103423,103425,103427,154957,154982,154983,154984 | 2L092XWcn0RxVZVA3Xblkm | Color | 33 | M_Elbow - Generic:Standard:Standard:600922 |  | InstallationDate | 103387 | WarrantyGuarantorLabor | 0.037500 | 0.041010 | 0.082021 | ModelNumber | Features | TagNumber | 0.067708 | BarCode | Hydronic Supply | Regular 45, 90 and 180 Elbow | 0.046875 | T | 0.067708 | SerialNumber | WarrantyStartDate | AssetIdentifier | Level : Level 2 | -0.441279 | 1319 | ReplacementCost | M_Pipe Fitting - Generic.csv | Constituents | Pipework Fittings | Finish | Grade | Material | ModelReference | NominalHeight | NominalLength | NominalWidth | ProductionYear | Shape | SustainabilityPerformance | WarrantyDescription | WarrantyDurationLabor | WarrantyDurationParts | Manufacturer | 23.60.30.11.14
103436 | Level 1 | ExpectedLife | 5 | 600924 | New Construction | AccessibilityPerformance | WarrantyGuarantorParts | 90.000000 | FIXED | Hydronic Supply Unit B | CodePerformance | 154873 | 0.093750 | Level 2 | 0.046875 | 103435 | 0.000000 | 103431 | Reference | Standard | 25 mm-25 mm-25 mm | 103465,103467,103469,103471,103473,103475,103477,154928,154979,154980,154981 | 2L092XWcn0RxVZVA3Xblks | Color | 33 | M_Tee - Generic:Standard:Standard:600924 |  | InstallationDate | 103436 | WarrantyGuarantorLabor | 0.037500 | 0.041010 | 0.082021 | ModelNumber | Features | TagNumber | 0.088542 | BarCode | Hydronic Supply | Tee | 0.046875 | T |  | SerialNumber | WarrantyStartDate | AssetIdentifier | Level : Level 2 | -0.441221 | 1321 | ReplacementCost | M_Pipe Fitting - Generic.csv | Constituents | Pipework Fittings | Finish | Grade | Material | ModelReference | NominalHeight | NominalLength | NominalWidth | ProductionYear | Shape | SustainabilityPerformance | WarrantyDescription | WarrantyDurationLabor | WarrantyDurationParts | Manufacturer | 23.60.30.11.14 | 0.088542 | 90.000000
106430 | Level 1 | ExpectedLife | 5 | 601021 | New Construction | AccessibilityPerformance | WarrantyGuarantorParts | 90.000002 | FIXED | Hydronic Supply Unit B | CodePerformance | 154873 | 0.093750 | Level 2 | 0.046875 | 106429 | 0.000000 | 106425 | Reference | Standard | 25 mm-25 mm | 106458,106460,106462,106464,106466,106468,106470,154958,154982,154983,154984 | 2L092XWcn0RxVZVA3XbljN | Color | 33 | M_Elbow - Generic:Standard:Standard:601021 |  | InstallationDate | 106430 | WarrantyGuarantorLabor | 0.037500 | 0.041010 | 0.082021 | ModelNumber | Features | TagNumber | 0.067708 | BarCode | Hydronic Supply | Regular 45, 90 and 180 Elbow | 0.046875 | T | 0.067708 | SerialNumber | WarrantyStartDate | AssetIdentifier | Level : Level 2 | -2.922200 | 1325 | ReplacementCost | M_Pipe Fitting - Generic.csv | Constituents | Pipework Fittings | Finish | Grade | Material | ModelReference | NominalHeight | NominalLength | NominalWidth | ProductionYear | Shape | SustainabilityPerformance | WarrantyDescription | WarrantyDurationLabor | WarrantyDurationParts | Manufacturer | 23.60.30.11.14
106659 | Level 1 | ExpectedLife | 5 | 601037 | New Construction | AccessibilityPerformance | WarrantyGuarantorParts | 90.000002 | FIXED | Hydronic Supply Unit B | CodePerformance | 154873 | 0.093750 | Level 1 | 0.046875 | 106658 | 0.000000 | 106654 | Reference | Standard | 25 mm-25 mm | 106687,106689,106691,106693,106695,106697,106699,154958,154982,154983,154984 | 2L092XWcn0RxVZVA3Xblid | Color | 33 | M_Elbow - Generic:Standard:Standard:601037 |  | InstallationDate | 106659 | WarrantyGuarantorLabor | 0.037500 | 0.041010 | 0.082021 | ModelNumber | Features | TagNumber | 0.067708 | BarCode | Hydronic Supply | Regular 45, 90 and 180 Elbow | 0.046875 | T | 0.067708 | SerialNumber | WarrantyStartDate | AssetIdentifier | Level : Level 1 | 0.177800 | 1327 | ReplacementCost | M_Pipe Fitting - Generic.csv | Constituents | Pipework Fittings | Finish | Grade | Material | ModelReference | NominalHeight | NominalLength | NominalWidth | ProductionYear | Shape | SustainabilityPerformance | WarrantyDescription | WarrantyDurationLabor | WarrantyDurationParts | Manufacturer | 23.60.30.11.14
111675 | Level 1 | ExpectedLife | 5 | 601157 | New Construction | AccessibilityPerformance | WarrantyGuarantorParts | 89.999566 | FIXED | Hydronic Supply Unit B | CodePerformance | 154873 | 0.093750 | Level 1 | 0.046875 | 111674 | 0.000000 | 111669 | Reference | Standard | 25 mm-25 mm | 111703,111705,111707,111709,111711,111713,111715,154960,154982,154983,154984 | 2L092XWcn0RxVZVA3Xblol | Color | 33 | M_Elbow - Generic:Standard:Standard:601157 |  | InstallationDate | 111675 | WarrantyGuarantorLabor | 0.037500 | 0.041010 | 0.082021 | ModelNumber | Features | TagNumber | 0.067708 | BarCode | Hydronic Supply | Regular 45, 90 and 180 Elbow | 0.046875 | T | 0.067708 | SerialNumber | WarrantyStartDate | AssetIdentifier | Level : Level 1 | 0.177800 | 1336 | ReplacementCost | M_Pipe Fitting - Generic.csv | Constituents | Pipework Fittings | Finish | Grade | Material | ModelReference | NominalHeight | NominalLength | NominalWidth | ProductionYear | Shape | SustainabilityPerformance | WarrantyDescription | WarrantyDurationLabor | WarrantyDurationParts | Manufacturer | 23.60.30.11.14
112943 | Level 1 | ExpectedLife | 5 | 601285 | New Construction | AccessibilityPerformance | WarrantyGuarantorParts | 89.999873 | FIXED | Hydronic Supply Unit B | CodePerformance | 154873 | 0.093750 | Level 2 | 0.046875 | 112942 | 0.000000 | 112938 | Reference | Standard | 25 mm-25 mm-25 mm | 112972,112974,112976,112978,112980,112982,112984,154961,154979,154980,154981 | 2L092XWcn0RxVZVA3Xblml | Color | 33 | M_Tee - Generic:Standard:Standard:601285 |  | InstallationDate | 112943 | WarrantyGuarantorLabor | 0.037500 | 0.041010 | 0.082021 | ModelNumber | Features | TagNumber | 0.088542 | BarCode | Hydronic Supply | Tee | 0.046875 | T |  | SerialNumber | WarrantyStartDate | AssetIdentifier | Level : Level 2 | -0.441245 | 1341 | ReplacementCost | M_Pipe Fitting - Generic.csv | Constituents | Pipework Fittings | Finish | Grade | Material | ModelReference | NominalHeight | NominalLength | NominalWidth | ProductionYear | Shape | SustainabilityPerformance | WarrantyDescription | WarrantyDurationLabor | WarrantyDurationParts | Manufacturer | 23.60.30.11.14 | 0.088542 | 90.000000
113202 | Level 1 | ExpectedLife | 5 | 601288 | New Construction | AccessibilityPerformance | WarrantyGuarantorParts | 90.000000 | FIXED | Hydronic Supply Unit B | CodePerformance | 154873 | 0.093750 | Level 1 | 0.046875 | 113201 | 0.000000 | 113198 | Reference | Standard | 25 mm-25 mm | 113230,113232,113234,113236,113238,113240,113242,154927,154982,154983,154984 | 2L092XWcn0RxVZVA3XblmY | Color | 33 | M_Elbow - Generic:Standard:Standard:601288 |  | InstallationDate | 113202 | WarrantyGuarantorLabor | 0.037500 | 0.041010 | 0.082021 | ModelNumber | Features | TagNumber | 0.067708 | BarCode | Hydronic Supply | Regular 45, 90 and 180 Elbow | 0.046875 | T | 0.067708 | SerialNumber | WarrantyStartDate | AssetIdentifier | Level : Level 1 | 0.177800 | 1342 | ReplacementCost | M_Pipe Fitting - Generic.csv | Constituents | Pipework Fittings | Finish | Grade | Material | ModelReference | NominalHeight | NominalLength | NominalWidth | ProductionYear | Shape | SustainabilityPerformance | WarrantyDescription | WarrantyDurationLabor | WarrantyDurationParts | Manufacturer | 23.60.30.11.14
113610 | Level 1 | ExpectedLife | 5 | 601382 | New Construction | AccessibilityPerformance | WarrantyGuarantorParts | 90.000000 | FIXED | Hydronic Supply Unit B | CodePerformance | 154873 | 0.093750 | Level 1 | 0.046875 | 113609 | 0.000000 | 113606 | Reference | Standard | 25 mm-25 mm | 113638,113640,113642,113644,113646,113648,113650,154927,154982,154983,154984 | 2C1x5E2Mv1Rfhlj5LVW9IM | Color | 33 | M_Elbow - Generic:Standard:Standard:601382 |  | InstallationDate | 113610 | WarrantyGuarantorLabor | 0.037500 | 0.041010 | 0.082021 | ModelNumber | Features | TagNumber | 0.067708 | BarCode | Hydronic Supply | Regular 45, 90 and 180 Elbow | 0.046875 | T | 0.067708 | SerialNumber | WarrantyStartDate | AssetIdentifier | Level : Level 1 | 0.095200 | 1344 | ReplacementCost | M_Pipe Fitting - Generic.csv | Constituents | Pipework Fittings | Finish | Grade | Material | ModelReference | NominalHeight | NominalLength | NominalWidth | ProductionYear | Shape | SustainabilityPerformance | WarrantyDescription | WarrantyDurationLabor | WarrantyDurationParts | Manufacturer | 23.60.30.11.14
113658 | Level 1 | ExpectedLife | 5 | 601384 | New Construction | AccessibilityPerformance | WarrantyGuarantorParts | 90.000000 | FIXED | Hydronic Supply Unit B | CodePerformance | 154873 | 0.093750 | Level 1 | 0.046875 | 113657 | 0.000000 | 113654 | Reference | Standard | 25 mm-25 mm | 113686,113688,113690,113692,113694,113696,113698,154927,154982,154983,154984 | 2C1x5E2Mv1Rfhlj5LVW9IO | Color | 33 | M_Elbow - Generic:Standard:Standard:601384 |  | InstallationDate | 113658 | WarrantyGuarantorLabor | 0.037500 | 0.041010 | 0.082021 | ModelNumber | Features | TagNumber | 0.067708 | BarCode | Hydronic Supply | Regular 45, 90 and 180 Elbow | 0.046875 | T | 0.067708 | SerialNumber | WarrantyStartDate | AssetIdentifier | Level : Level 1 | 0.095200 | 1346 | ReplacementCost | M_Pipe Fitting - Generic.csv | Constituents | Pipework Fittings | Finish | Grade | Material | ModelReference | NominalHeight | NominalLength | NominalWidth | ProductionYear | Shape | SustainabilityPerformance | WarrantyDescription | WarrantyDurationLabor | WarrantyDurationParts | Manufacturer | 23.60.30.11.14
116370 | Level 1 | ExpectedLife | 5 | 606495 | New Construction | AccessibilityPerformance | WarrantyGuarantorParts | 90.000000 | FIXED | Hydronic Return Unit A | CodePerformance | 154873 | 0.093750 | Level 1 | 0.046875 | 116369 | 0.000000 | 116366 | Reference | Standard | 25 mm-25 mm | 116398,116400,116402,116404,116406,116408,116410,154927,154982,154983,154984 | 0kad3Qs5P7DPrbWgfM1oEf | Color | 33 | M_Elbow - Generic:Standard:Standard:606495 |  | InstallationDate | 116370 | WarrantyGuarantorLabor | 0.037500 | 0.041010 | 0.082021 | ModelNumber | Features | TagNumber | 0.067708 | BarCode | Hydronic Supply | Regular 45, 90 and 180 Elbow | 0.046875 | F | 0.067708 | SerialNumber | WarrantyStartDate | AssetIdentifier | Level : Level 1 | 0.095200 | 1411 | ReplacementCost | M_Pipe Fitting - Generic.csv | Constituents | Pipework Fittings | Finish | Grade | Material | ModelReference | NominalHeight | NominalLength | NominalWidth | ProductionYear | Shape | SustainabilityPerformance | WarrantyDescription | WarrantyDurationLabor | WarrantyDurationParts | Manufacturer | 23.60.30.11.14
116520 | Level 1 | ExpectedLife | 5 | 606554 | New Construction | AccessibilityPerformance | WarrantyGuarantorParts | 90.000000 | FIXED | Hydronic Return Unit A | CodePerformance | 154873 | 0.093750 | Level 2 | 0.046875 | 116519 | 0.000000 | 116516 | Reference | Standard | 25 mm-25 mm | 116548,116550,116552,116554,116556,116558,116560,154927,154982,154983,154984 | 0kad3Qs5P7DPrbWgfM1oFi | Color | 33 | M_Elbow - Generic:Standard:Standard:606554 |  | InstallationDate | 116520 | WarrantyGuarantorLabor | 0.037500 | 0.041010 | 0.082021 | ModelNumber | Features | TagNumber | 0.067708 | BarCode | Hydronic Supply | Regular 45, 90 and 180 Elbow | 0.046875 | F | 0.067708 | SerialNumber | WarrantyStartDate | AssetIdentifier | Level : Level 2 | -0.351265 | 1416 | ReplacementCost | M_Pipe Fitting - Generic.csv | Constituents | Pipework Fittings | Finish | Grade | Material | ModelReference | NominalHeight | NominalLength | NominalWidth | ProductionYear | Shape | SustainabilityPerformance | WarrantyDescription | WarrantyDurationLabor | WarrantyDurationParts | Manufacturer | 23.60.30.11.14
121431 | Level 1 | ExpectedLife | 5 | 606724 | New Construction | AccessibilityPerformance | WarrantyGuarantorParts | 90.000000 | FIXED | Hydronic Supply Unit B | CodePerformance | 154873 | 0.093750 | Level 1 | 0.046875 | 121430 | 0.000000 | 121427 | Reference | Standard | 25 mm-25 mm | 121459,121461,121463,121465,121467,121469,121471,154927,154982,154983,154984 | 0kad3Qs5P7DPrbWgfM1o2o | Color | 33 | M_Elbow - Generic:Standard:Standard:606724 |  | InstallationDate | 121431 | WarrantyGuarantorLabor | 0.037500 | 0.041010 | 0.082021 | ModelNumber | Features | TagNumber | 0.067708 | BarCode | Hydronic Supply | Regular 45, 90 and 180 Elbow | 0.046875 | F | 0.067708 | SerialNumber | WarrantyStartDate | AssetIdentifier | Level : Level 1 | 0.095200 | 1422 | ReplacementCost | M_Pipe Fitting - Generic.csv | Constituents | Pipework Fittings | Finish | Grade | Material | ModelReference | NominalHeight | NominalLength | NominalWidth | ProductionYear | Shape | SustainabilityPerformance | WarrantyDescription | WarrantyDurationLabor | WarrantyDurationParts | Manufacturer | 23.60.30.11.14
123982 | Level 1 | ExpectedLife | 5 | 606902 | New Construction | AccessibilityPerformance | WarrantyGuarantorParts | 90.000000 | FIXED | Hydronic Return Unit A | CodePerformance | 154873 | 0.093750 | Level 1 | 0.046875 | 123981 | 0.000000 | 123976 | Reference | Standard | 25 mm-25 mm | 124010,124012,124014,124016,124018,124020,124022,154927,154982,154983,154984 | 0kad3Qs5P7DPrbWgfM1o00 | Color | 33 | M_Elbow - Generic:Standard:Standard:606902 |  | InstallationDate | 123982 | WarrantyGuarantorLabor | 0.037500 | 0.041010 | 0.082021 | ModelNumber | Features | TagNumber | 0.067708 | BarCode | Hydronic Supply | Regular 45, 90 and 180 Elbow | 0.046875 | F | 0.067708 | SerialNumber | WarrantyStartDate | AssetIdentifier | Level : Level 1 | 0.095200 | 1431 | ReplacementCost | M_Pipe Fitting - Generic.csv | Constituents | Pipework Fittings | Finish | Grade | Material | ModelReference | NominalHeight | NominalLength | NominalWidth | ProductionYear | Shape | SustainabilityPerformance | WarrantyDescription | WarrantyDurationLabor | WarrantyDurationParts | Manufacturer | 23.60.30.11.14
124307 | Level 1 | ExpectedLife | 5 | 612985 | New Construction | AccessibilityPerformance | WarrantyGuarantorParts | 90.000000 | FIXED | Hydronic Return Unit A | CodePerformance | 154873 | 0.093750 | Level 2 | 0.046875 | 124306 | 0.000000 | 124302 | Reference | Standard | 25 mm-25 mm | 124335,124337,124339,124341,124343,124345,124347,154927,154982,154983,154984 | 01S9djs61BFfnHKPIUF5My | Color | 33 | M_Elbow - Generic:Standard:Standard:612985 |  | InstallationDate | 124307 | WarrantyGuarantorLabor | 0.037500 | 0.041010 | 0.082021 | ModelNumber | Features | TagNumber | 0.067708 | BarCode | Hydronic Supply | Regular 45, 90 and 180 Elbow | 0.046875 | F | 0.067708 | SerialNumber | WarrantyStartDate | AssetIdentifier | Level : Level 2 | -0.351255 | 1457 | ReplacementCost | M_Pipe Fitting - Generic.csv | Constituents | Pipework Fittings | Finish | Grade | Material | ModelReference | NominalHeight | NominalLength | NominalWidth | ProductionYear | Shape | SustainabilityPerformance | WarrantyDescription | WarrantyDurationLabor | WarrantyDurationParts | Manufacturer | 23.60.30.11.14
124589 | Level 1 | ExpectedLife | 5 | 613016 | New Construction | AccessibilityPerformance | WarrantyGuarantorParts | 90.000000 | FIXED | Hydronic Return Unit A | CodePerformance | 154873 | 0.093750 | Level 2 | 0.046875 | 124588 | 0.000000 | 124585 | Reference | Standard | 25 mm-25 mm | 124617,124619,124621,124623,124625,124627,124629,154927,154982,154983,154984 | 01S9djs61BFfnHKPIUF5LT | Color | 33 | M_Elbow - Generic:Standard:Standard:613016 |  | InstallationDate | 124589 | WarrantyGuarantorLabor | 0.037500 | 0.041010 | 0.082021 | ModelNumber | Features | TagNumber | 0.067708 | BarCode | Hydronic Supply | Regular 45, 90 and 180 Elbow | 0.046875 | F | 0.067708 | SerialNumber | WarrantyStartDate | AssetIdentifier | Level : Level 2 | -0.351253 | 1460 | ReplacementCost | M_Pipe Fitting - Generic.csv | Constituents | Pipework Fittings | Finish | Grade | Material | ModelReference | NominalHeight | NominalLength | NominalWidth | ProductionYear | Shape | SustainabilityPerformance | WarrantyDescription | WarrantyDurationLabor | WarrantyDurationParts | Manufacturer | 23.60.30.11.14
126995 | Level 1 | ExpectedLife | 5 | 613017 | New Construction | AccessibilityPerformance | WarrantyGuarantorParts | 90.000001 | FIXED | Hydronic Return Unit A | CodePerformance | 154873 | 0.093750 | Level 2 | 0.046875 | 126994 | 0.000000 | 126989 | Reference | Standard | 25 mm-25 mm | 127023,127025,127027,127029,127031,127033,127035,154967,154982,154983,154984 | 01S9djs61BFfnHKPIUF5LS | Color | 33 | M_Elbow - Generic:Standard:Standard:613017 |  | InstallationDate | 126995 | WarrantyGuarantorLabor | 0.037500 | 0.041010 | 0.082021 | ModelNumber | Features | TagNumber | 0.067708 | BarCode | Hydronic Supply | Regular 45, 90 and 180 Elbow | 0.046875 | F | 0.067708 | SerialNumber | WarrantyStartDate | AssetIdentifier | Level : Level 2 | -0.351300 | 1461 | ReplacementCost | M_Pipe Fitting - Generic.csv | Constituents | Pipework Fittings | Finish | Grade | Material | ModelReference | NominalHeight | NominalLength | NominalWidth | ProductionYear | Shape | SustainabilityPerformance | WarrantyDescription | WarrantyDurationLabor | WarrantyDurationParts | Manufacturer | 23.60.30.11.14
127128 | Level 1 | ExpectedLife | 5 | 630393 | New Construction | AccessibilityPerformance | WarrantyGuarantorParts | 90.000000 | FIXED | Hydronic Return Unit A | CodePerformance | 154873 | 0.093750 | Level 1 | 0.046875 | 127127 | 0.000000 | 127124 | Reference | Standard | 25 mm-25 mm | 127150,127152,127154,127156,127158,127160,127162,154927,154982,154983,154984 | 1rqSTDTKn0F9ZiZcVJK6d6 | Color | 33 | M_Elbow - Generic:Standard:Standard:630393 |  |  | 127128 | WarrantyGuarantorLabor | 0.037500 | 0.041010 | 0.082021 | ModelNumber | Features |  | 0.067708 |  | Hydronic Supply | Regular 45, 90 and 180 Elbow | 0.046875 | F | 0.067708 |  |  |  | Level : Level 1 | 0.095200 | 1476 | ReplacementCost | M_Pipe Fitting - Generic.csv | Constituents | Pipework Fittings | Finish | Grade | Material | ModelReference | NominalHeight | NominalLength | NominalWidth | ProductionYear | Shape | SustainabilityPerformance | WarrantyDescription | WarrantyDurationLabor | WarrantyDurationParts | Manufacturer | 23.60.30.11.14
127894 | Level 1 | ExpectedLife | 5 | 631122 | New Construction | AccessibilityPerformance | WarrantyGuarantorParts | 90.000000 | FIXED | Hydronic Return Unit A | CodePerformance | 154873 | 0.093750 | Level 1 | 0.046875 | 127893 | 0.000000 | 127890 | Reference | Standard | 25 mm-25 mm | 127916,127918,127920,127922,127924,127926,127928,154927,154982,154983,154984 | 0M1MlFbh152gbEV8uyEasY | Color | 33 | M_Elbow - Generic:Standard:Standard:631122 |  |  | 127894 | WarrantyGuarantorLabor | 0.037500 | 0.041010 | 0.082021 | ModelNumber | Features |  | 0.067708 |  | Hydronic Supply | Regular 45, 90 and 180 Elbow | 0.046875 | F | 0.067708 |  |  |  | Level : Level 1 | 0.177800 | 1478 | ReplacementCost | M_Pipe Fitting - Generic.csv | Constituents | Pipework Fittings | Finish | Grade | Material | ModelReference | NominalHeight | NominalLength | NominalWidth | ProductionYear | Shape | SustainabilityPerformance | WarrantyDescription | WarrantyDurationLabor | WarrantyDurationParts | Manufacturer | 23.60.30.11.14
127936 | Level 1 | ExpectedLife | 5 | 631124 | New Construction | AccessibilityPerformance | WarrantyGuarantorParts | 90.000000 | FIXED | Hydronic Return Unit A | CodePerformance | 154873 | 0.093750 | Level 1 | 0.046875 | 127935 | 0.000000 | 127932 | Reference | Standard | 25 mm-25 mm | 127958,127960,127962,127964,127966,127968,127970,154927,154982,154983,154984 | 0M1MlFbh152gbEV8uyEasa | Color | 33 | M_Elbow - Generic:Standard:Standard:631124 |  |  | 127936 | WarrantyGuarantorLabor | 0.037500 | 0.041010 | 0.082021 | ModelNumber | Features |  | 0.067708 |  | Hydronic Supply | Regular 45, 90 and 180 Elbow | 0.046875 | F | 0.067708 |  |  |  | Level : Level 1 | 2.748700 | 1480 | ReplacementCost | M_Pipe Fitting - Generic.csv | Constituents | Pipework Fittings | Finish | Grade | Material | ModelReference | NominalHeight | NominalLength | NominalWidth | ProductionYear | Shape | SustainabilityPerformance | WarrantyDescription | WarrantyDurationLabor | WarrantyDurationParts | Manufacturer | 23.60.30.11.14
128178 | Level 1 | ExpectedLife | 5 | 631162 | New Construction | AccessibilityPerformance | WarrantyGuarantorParts | 90.000000 | FIXED | Hydronic Return Unit A | CodePerformance | 154873 | 0.093750 | Level 2 | 0.046875 | 128177 | 0.000000 | 128174 | Reference | Standard | 25 mm-25 mm-25 mm | 128201,128203,128205,128207,128209,128211,128213,154928,154979,154980,154981 | 0M1MlFbh152gbEV8uyEasA | Color | 33 | M_Tee - Generic:Standard:Standard:631162 |  |  | 128178 | WarrantyGuarantorLabor | 0.037500 | 0.041010 | 0.082021 | ModelNumber | Features |  | 0.088542 |  | Hydronic Supply | Tee | 0.046875 | F |  |  |  |  | Level : Level 2 | -0.351266 | 1493 | ReplacementCost | M_Pipe Fitting - Generic.csv | Constituents | Pipework Fittings | Finish | Grade | Material | ModelReference | NominalHeight | NominalLength | NominalWidth | ProductionYear | Shape | SustainabilityPerformance | WarrantyDescription | WarrantyDurationLabor | WarrantyDurationParts | Manufacturer | 23.60.30.11.14 | 0.088542 | 90.000000
128403 | Level 1 | ExpectedLife | 5 | 631165 | New Construction | AccessibilityPerformance | WarrantyGuarantorParts | 90.000000 | FIXED | Hydronic Return Unit A | CodePerformance | 154873 | 0.093750 | Level 1 | 0.046875 | 128402 | 0.000000 | 128397 | Reference | Standard | 25 mm-25 mm | 128425,128427,128429,128431,128433,128435,128437,154927,154982,154983,154984 | 0M1MlFbh152gbEV8uyEasD | Color | 33 | M_Elbow - Generic:Standard:Standard:631165 |  |  | 128403 | WarrantyGuarantorLabor | 0.037500 | 0.041010 | 0.082021 | ModelNumber | Features |  | 0.067708 |  | Hydronic Supply | Regular 45, 90 and 180 Elbow | 0.046875 | F | 0.067708 |  |  |  | Level : Level 1 | 2.748700 | 1495 | ReplacementCost | M_Pipe Fitting - Generic.csv | Constituents | Pipework Fittings | Finish | Grade | Material | ModelReference | NominalHeight | NominalLength | NominalWidth | ProductionYear | Shape | SustainabilityPerformance | WarrantyDescription | WarrantyDurationLabor | WarrantyDurationParts | Manufacturer | 23.60.30.11.14
128999 | Level 1 | ExpectedLife | 5 | 631285 | New Construction | AccessibilityPerformance | WarrantyGuarantorParts | 90.000000 | FIXED | Hydronic Return Unit A | CodePerformance | 154873 | 0.093750 | Level 1 | 0.046875 | 128998 | 0.000000 | 128995 | Reference | Standard | 25 mm-25 mm | 129021,129023,129025,129027,129029,129031,129033,154927,154982,154983,154984 | 0M1MlFbh152gbEV8uyEaq5 | Color | 33 | M_Elbow - Generic:Standard:Standard:631285 |  |  | 128999 | WarrantyGuarantorLabor | 0.037500 | 0.041010 | 0.082021 | ModelNumber | Features |  | 0.067708 |  | Hydronic Supply | Regular 45, 90 and 180 Elbow | 0.046875 | F | 0.067708 |  |  |  | Level : Level 1 | 0.177800 | 1503 | ReplacementCost | M_Pipe Fitting - Generic.csv | Constituents | Pipework Fittings | Finish | Grade | Material | ModelReference | NominalHeight | NominalLength | NominalWidth | ProductionYear | Shape | SustainabilityPerformance | WarrantyDescription | WarrantyDurationLabor | WarrantyDurationParts | Manufacturer | 23.60.30.11.14
129253 | Level 1 | ExpectedLife | 5 | 631333 | New Construction | AccessibilityPerformance | WarrantyGuarantorParts | 90.000000 | FIXED | Hydronic Return Unit A | CodePerformance | 154873 | 0.093750 | Level 2 | 0.046875 | 129252 | 0.000000 | 129249 | Reference | Standard | 25 mm-25 mm-25 mm | 129276,129278,129280,129282,129284,129286,129288,154928,154979,154980,154981 | 0M1MlFbh152gbEV8uyEaxL | Color | 33 | M_Tee - Generic:Standard:Standard:631333 |  |  | 129253 | WarrantyGuarantorLabor | 0.037500 | 0.041010 | 0.082021 | ModelNumber | Features |  | 0.088542 |  | Hydronic Supply | Tee | 0.046875 | F |  |  |  |  | Level : Level 2 | -0.351266 | 1523 | ReplacementCost | M_Pipe Fitting - Generic.csv | Constituents | Pipework Fittings | Finish | Grade | Material | ModelReference | NominalHeight | NominalLength | NominalWidth | ProductionYear | Shape | SustainabilityPerformance | WarrantyDescription | WarrantyDurationLabor | WarrantyDurationParts | Manufacturer | 23.60.30.11.14 | 0.088542 | 90.000000
131832 | Level 1 | ExpectedLife | 5 | 631338 | New Construction | AccessibilityPerformance | WarrantyGuarantorParts | 89.998240 | FIXED | Hydronic Return Unit A | CodePerformance | 154873 | 0.093750 | Level 1 | 0.046875 | 131831 | 0.000000 | 131828 | Reference | Standard | 25 mm-25 mm | 131854,131856,131858,131860,131862,131864,131866,154968,154982,154983,154984 | 0M1MlFbh152gbEV8uyEaxQ | Color | 33 | M_Elbow - Generic:Standard:Standard:631338 |  |  | 131832 | WarrantyGuarantorLabor | 0.037499 | 0.041010 | 0.082021 | ModelNumber | Features |  | 0.067706 |  | Hydronic Supply | Regular 45, 90 and 180 Elbow | 0.046875 | F | 0.067708 |  |  |  | Level : Level 1 | 2.748699 | 1526 | ReplacementCost | M_Pipe Fitting - Generic.csv | Constituents | Pipework Fittings | Finish | Grade | Material | ModelReference | NominalHeight | NominalLength | NominalWidth | ProductionYear | Shape | SustainabilityPerformance | WarrantyDescription | WarrantyDurationLabor | WarrantyDurationParts | Manufacturer | 23.60.30.11.14
132513 | Level 1 | ExpectedLife | 5 | 631966 | New Construction | AccessibilityPerformance | WarrantyGuarantorParts | 90.000000 | FIXED | Hydronic Return Unit A | CodePerformance | 154873 | 0.093750 | Level 2 | 0.046875 | 132512 | 0.000000 | 132509 | Reference | Standard | 25 mm-25 mm-25 mm | 132536,132538,132540,132542,132544,132546,132548,154928,154979,154980,154981 | 0DnvxkL756Y97TD6P8aupN | Color | 33 | M_Tee - Generic:Standard:Standard:631966 |  |  | 132513 | WarrantyGuarantorLabor | 0.037500 | 0.041010 | 0.082021 | ModelNumber | Features |  | 0.088542 |  | Hydronic Supply | Tee | 0.046875 | F |  |  |  |  | Level : Level 2 | -0.351266 | 1553 | ReplacementCost | M_Pipe Fitting - Generic.csv | Constituents | Pipework Fittings | Finish | Grade | Material | ModelReference | NominalHeight | NominalLength | NominalWidth | ProductionYear | Shape | SustainabilityPerformance | WarrantyDescription | WarrantyDurationLabor | WarrantyDurationParts | Manufacturer | 23.60.30.11.14 | 0.088542 | 90.000000
135092 | Level 1 | ExpectedLife | 5 | 631971 | New Construction | AccessibilityPerformance | WarrantyGuarantorParts | 90.000587 | FIXED | Hydronic Return Unit A | CodePerformance | 154873 | 0.093750 | Level 1 | 0.046875 | 135091 | 0.000000 | 135088 | Reference | Standard | 25 mm-25 mm | 135114,135116,135118,135120,135122,135124,135126,154969,154982,154983,154984 | 0DnvxkL756Y97TD6P8aupg | Color | 33 | M_Elbow - Generic:Standard:Standard:631971 |  |  | 135092 | WarrantyGuarantorLabor | 0.037500 | 0.041010 | 0.082021 | ModelNumber | Features |  | 0.067709 |  | Hydronic Supply | Regular 45, 90 and 180 Elbow | 0.046875 | F | 0.067708 |  |  |  | Level : Level 1 | 2.748700 | 1556 | ReplacementCost | M_Pipe Fitting - Generic.csv | Constituents | Pipework Fittings | Finish | Grade | Material | ModelReference | NominalHeight | NominalLength | NominalWidth | ProductionYear | Shape | SustainabilityPerformance | WarrantyDescription | WarrantyDurationLabor | WarrantyDurationParts | Manufacturer | 23.60.30.11.14
135688 | Level 1 | ExpectedLife | 5 | 631994 | New Construction | AccessibilityPerformance | WarrantyGuarantorParts | 90.000000 | FIXED | Hydronic Return Unit A | CodePerformance | 154873 | 0.093750 | Level 1 | 0.046875 | 135687 | 0.000000 | 135684 | Reference | Standard | 25 mm-25 mm | 135710,135712,135714,135716,135718,135720,135722,154927,154982,154983,154984 | 0DnvxkL756Y97TD6P8aupp | Color | 33 | M_Elbow - Generic:Standard:Standard:631994 |  |  | 135688 | WarrantyGuarantorLabor | 0.037500 | 0.041010 | 0.082021 | ModelNumber | Features |  | 0.067708 |  | Hydronic Supply | Regular 45, 90 and 180 Elbow | 0.046875 | F | 0.067708 |  |  |  | Level : Level 1 | 2.748700 | 1560 | ReplacementCost | M_Pipe Fitting - Generic.csv | Constituents | Pipework Fittings | Finish | Grade | Material | ModelReference | NominalHeight | NominalLength | NominalWidth | ProductionYear | Shape | SustainabilityPerformance | WarrantyDescription | WarrantyDurationLabor | WarrantyDurationParts | Manufacturer | 23.60.30.11.14
135924 | Level 1 | ExpectedLife | 5 | 632054 | New Construction | AccessibilityPerformance | WarrantyGuarantorParts | 90.000000 | FIXED | Hydronic Return Unit A | CodePerformance | 154873 | 0.093750 | Level 2 | 0.046875 | 135923 | 0.000000 | 135920 | Reference | Standard | 25 mm-25 mm-25 mm | 135947,135949,135951,135953,135955,135957,135959,154928,154979,154980,154981 | 0DnvxkL756Y97TD6P8auo$ | Color | 33 | M_Tee - Generic:Standard:Standard:632054 |  |  | 135924 | WarrantyGuarantorLabor | 0.037500 | 0.041010 | 0.082021 | ModelNumber | Features |  | 0.088542 |  | Hydronic Supply | Tee | 0.046875 | F |  |  |  |  | Level : Level 2 | -0.351265 | 1582 | ReplacementCost | M_Pipe Fitting - Generic.csv | Constituents | Pipework Fittings | Finish | Grade | Material | ModelReference | NominalHeight | NominalLength | NominalWidth | ProductionYear | Shape | SustainabilityPerformance | WarrantyDescription | WarrantyDurationLabor | WarrantyDurationParts | Manufacturer | 23.60.30.11.14 | 0.088542 | 90.000000
135969 | Level 1 | ExpectedLife | 5 | 632056 | New Construction | AccessibilityPerformance | WarrantyGuarantorParts | 90.000000 | FIXED | Hydronic Return Unit A | CodePerformance | 154873 | 0.093750 | Level 1 | 0.046875 | 135968 | 0.000000 | 135963 | Reference | Standard | 25 mm-25 mm | 135991,135993,135995,135997,135999,136001,136003,154927,154982,154983,154984 | 0DnvxkL756Y97TD6P8auon | Color | 33 | M_Elbow - Generic:Standard:Standard:632056 |  |  | 135969 | WarrantyGuarantorLabor | 0.037500 | 0.041010 | 0.082021 | ModelNumber | Features |  | 0.067708 |  | Hydronic Supply | Regular 45, 90 and 180 Elbow | 0.046875 | F | 0.067708 |  |  |  | Level : Level 1 | 2.748700 | 1583 | ReplacementCost | M_Pipe Fitting - Generic.csv | Constituents | Pipework Fittings | Finish | Grade | Material | ModelReference | NominalHeight | NominalLength | NominalWidth | ProductionYear | Shape | SustainabilityPerformance | WarrantyDescription | WarrantyDurationLabor | WarrantyDurationParts | Manufacturer | 23.60.30.11.14
137557 | Level 1 | ExpectedLife | 5 | 632424 | New Construction | AccessibilityPerformance | WarrantyGuarantorParts | 90.000228 | FIXED | Hydronic Supply Unit B | CodePerformance | 154873 | 0.093750 | Level 2 | 0.046875 | 137556 | 0.000000 | 137552 | Reference | Standard | 25 mm-25 mm-25 mm | 137580,137582,137584,137586,137588,137590,137592,154970,154979,154980,154981 | 0elyyE$1L6oAbZlGwF2_h2 | Color | 33 | M_Tee - Generic:Standard:Standard:632424 |  |  | 137557 | WarrantyGuarantorLabor | 0.037500 | 0.041010 | 0.082021 | ModelNumber | Features |  | 0.088542 |  | Hydronic Supply | Tee | 0.046875 | F |  |  |  |  | Level : Level 2 | -0.441228 | 1591 | ReplacementCost | M_Pipe Fitting - Generic.csv | Constituents | Pipework Fittings | Finish | Grade | Material | ModelReference | NominalHeight | NominalLength | NominalWidth | ProductionYear | Shape | SustainabilityPerformance | WarrantyDescription | WarrantyDurationLabor | WarrantyDurationParts | Manufacturer | 23.60.30.11.14 | 0.088542 | 89.999772
137780 | Level 1 | ExpectedLife | 5 | 632428 | New Construction | AccessibilityPerformance | WarrantyGuarantorParts | 90.000000 | FIXED | Hydronic Supply Unit B | CodePerformance | 154873 | 0.093750 | Level 1 | 0.046875 | 137779 | 0.000000 | 137776 | Reference | Standard | 25 mm-25 mm | 137802,137804,137806,137808,137810,137812,137814,154927,154982,154983,154984 | 0elyyE$1L6oAbZlGwF2_h6 | Color | 33 | M_Elbow - Generic:Standard:Standard:632428 |  |  | 137780 | WarrantyGuarantorLabor | 0.037500 | 0.041010 | 0.082021 | ModelNumber | Features |  | 0.067708 |  | Hydronic Supply | Regular 45, 90 and 180 Elbow | 0.046875 | F | 0.067708 |  |  |  | Level : Level 1 | 0.177800 | 1593 | ReplacementCost | M_Pipe Fitting - Generic.csv | Constituents | Pipework Fittings | Finish | Grade | Material | ModelReference | NominalHeight | NominalLength | NominalWidth | ProductionYear | Shape | SustainabilityPerformance | WarrantyDescription | WarrantyDurationLabor | WarrantyDurationParts | Manufacturer | 23.60.30.11.14
138384 | Level 1 | ExpectedLife | 5 | 632455 | New Construction | AccessibilityPerformance | WarrantyGuarantorParts | 90.000228 | FIXED | Hydronic Supply Unit B | CodePerformance | 154873 | 0.093750 | Level 2 | 0.046875 | 138383 | 0.000000 | 138378 | Reference | Standard | 25 mm-25 mm-25 mm | 138407,138409,138411,138413,138415,138417,138419,154970,154979,154980,154981 | 0elyyE$1L6oAbZlGwF2_ej | Color | 33 | M_Tee - Generic:Standard:Standard:632455 |  |  | 138384 | WarrantyGuarantorLabor | 0.037500 | 0.041010 | 0.082021 | ModelNumber | Features |  | 0.088542 |  | Hydronic Supply | Tee | 0.046875 | F |  |  |  |  | Level : Level 2 | -0.441223 | 1598 | ReplacementCost | M_Pipe Fitting - Generic.csv | Constituents | Pipework Fittings | Finish | Grade | Material | ModelReference | NominalHeight | NominalLength | NominalWidth | ProductionYear | Shape | SustainabilityPerformance | WarrantyDescription | WarrantyDurationLabor | WarrantyDurationParts | Manufacturer | 23.60.30.11.14 | 0.088542 | 89.999772
138646 | Level 1 | ExpectedLife | 5 | 632458 | New Construction | AccessibilityPerformance | WarrantyGuarantorParts | 90.000000 | FIXED | Hydronic Supply Unit B | CodePerformance | 154873 | 0.093750 | Level 1 | 0.046875 | 138645 | 0.000000 | 138642 | Reference | Standard | 25 mm-25 mm | 138668,138670,138672,138674,138676,138678,138680,154927,154982,154983,154984 | 0elyyE$1L6oAbZlGwF2_eW | Color | 33 | M_Elbow - Generic:Standard:Standard:632458 |  |  | 138646 | WarrantyGuarantorLabor | 0.037500 | 0.041010 | 0.082021 | ModelNumber | Features |  | 0.067708 |  | Hydronic Supply | Regular 45, 90 and 180 Elbow | 0.046875 | F | 0.067708 |  |  |  | Level : Level 1 | 0.177800 | 1600 | ReplacementCost | M_Pipe Fitting - Generic.csv | Constituents | Pipework Fittings | Finish | Grade | Material | ModelReference | NominalHeight | NominalLength | NominalWidth | ProductionYear | Shape | SustainabilityPerformance | WarrantyDescription | WarrantyDurationLabor | WarrantyDurationParts | Manufacturer | 23.60.30.11.14
139161 | Level 1 | ExpectedLife | 5 | 632678 | New Construction | AccessibilityPerformance | WarrantyGuarantorParts | 90.000000 | FIXED | Hydronic Supply Unit B | CodePerformance | 154873 | 0.093750 | Level 2 | 0.046875 | 139160 | 0.000000 | 139157 | Reference | Standard | 25 mm-25 mm-25 mm | 139184,139186,139188,139190,139192,139194,139196,154928,154979,154980,154981 | 3QiLL8Zx9EqAsJuxrKS3jc | Color | 33 | M_Tee - Generic:Standard:Standard:632678 |  |  | 139161 | WarrantyGuarantorLabor | 0.037500 | 0.041010 | 0.082021 | ModelNumber | Features |  | 0.088542 |  | Hydronic Supply | Tee | 0.046875 | F |  |  |  |  | Level : Level 2 | -0.441255 | 1604 | ReplacementCost | M_Pipe Fitting - Generic.csv | Constituents | Pipework Fittings | Finish | Grade | Material | ModelReference | NominalHeight | NominalLength | NominalWidth | ProductionYear | Shape | SustainabilityPerformance | WarrantyDescription | WarrantyDurationLabor | WarrantyDurationParts | Manufacturer | 23.60.30.11.14 | 0.088542 | 90.000000
139899 | Level 1 | ExpectedLife | 5 | 632745 | New Construction | AccessibilityPerformance | WarrantyGuarantorParts | 90.000000 | FIXED | Hydronic Supply Unit B | CodePerformance | 154873 | 0.093750 | Level 1 | 0.046875 | 139898 | 0.000000 | 139895 | Reference | Standard | 25 mm-25 mm | 139921,139923,139925,139927,139929,139931,139933,154927,154982,154983,154984 | 3QiLL8Zx9EqAsJuxrKS3kf | Color | 33 | M_Elbow - Generic:Standard:Standard:632745 |  |  | 139899 | WarrantyGuarantorLabor | 0.037500 | 0.041010 | 0.082021 | ModelNumber | Features |  | 0.067708 |  | Hydronic Supply | Regular 45, 90 and 180 Elbow | 0.046875 | F | 0.067708 |  |  |  | Level : Level 1 | 0.177800 | 1623 | ReplacementCost | M_Pipe Fitting - Generic.csv | Constituents | Pipework Fittings | Finish | Grade | Material | ModelReference | NominalHeight | NominalLength | NominalWidth | ProductionYear | Shape | SustainabilityPerformance | WarrantyDescription | WarrantyDurationLabor | WarrantyDurationParts | Manufacturer | 23.60.30.11.14
139941 | Level 1 | ExpectedLife | 5 | 632747 | New Construction | AccessibilityPerformance | WarrantyGuarantorParts | 90.000000 | FIXED | Hydronic Supply Unit B | CodePerformance | 154873 | 0.093750 | Level 2 | 0.046875 | 139940 | 0.000000 | 139937 | Reference | Standard | 25 mm-25 mm | 139963,139965,139967,139969,139971,139973,139975,154927,154982,154983,154984 | 3QiLL8Zx9EqAsJuxrKS3kh | Color | 33 | M_Elbow - Generic:Standard:Standard:632747 |  |  | 139941 | WarrantyGuarantorLabor | 0.037500 | 0.041010 | 0.082021 | ModelNumber | Features |  | 0.067708 |  | Hydronic Supply | Regular 45, 90 and 180 Elbow | 0.046875 | F | 0.067708 |  |  |  | Level : Level 2 | -0.441300 | 1625 | ReplacementCost | M_Pipe Fitting - Generic.csv | Constituents | Pipework Fittings | Finish | Grade | Material | ModelReference | NominalHeight | NominalLength | NominalWidth | ProductionYear | Shape | SustainabilityPerformance | WarrantyDescription | WarrantyDurationLabor | WarrantyDurationParts | Manufacturer | 23.60.30.11.14
139985 | Level 1 | ExpectedLife | 5 | 632749 | New Construction | AccessibilityPerformance | WarrantyGuarantorParts | 90.000000 | FIXED | Hydronic Supply Unit B | CodePerformance | 154873 | 0.093750 | Level 2 | 0.046875 | 139984 | 0.000000 | 139979 | Reference | Standard | 25 mm-25 mm | 140007,140009,140011,140013,140015,140017,140019,154927,154982,154983,154984 | 3QiLL8Zx9EqAsJuxrKS3kj | Color | 33 | M_Elbow - Generic:Standard:Standard:632749 |  |  | 139985 | WarrantyGuarantorLabor | 0.037500 | 0.041010 | 0.082021 | ModelNumber | Features |  | 0.067708 |  | Hydronic Supply | Regular 45, 90 and 180 Elbow | 0.046875 | F | 0.067708 |  |  |  | Level : Level 2 | -0.441300 | 1627 | ReplacementCost | M_Pipe Fitting - Generic.csv | Constituents | Pipework Fittings | Finish | Grade | Material | ModelReference | NominalHeight | NominalLength | NominalWidth | ProductionYear | Shape | SustainabilityPerformance | WarrantyDescription | WarrantyDurationLabor | WarrantyDurationParts | Manufacturer | 23.60.30.11.14
140751 | Level 1 | ExpectedLife | 5 | 632816 | New Construction | AccessibilityPerformance | WarrantyGuarantorParts | 90.000000 | FIXED | Hydronic Supply Unit B | CodePerformance | 154873 | 0.093750 | Level 1 | 0.046875 | 140750 | 0.000000 | 140747 | Reference | Standard | 25 mm-25 mm | 140773,140775,140777,140779,140781,140783,140785,154927,154982,154983,154984 | 3QiLL8Zx9EqAsJuxrKS3lm | Color | 33 | M_Elbow - Generic:Standard:Standard:632816 |  |  | 140751 | WarrantyGuarantorLabor | 0.037500 | 0.041010 | 0.082021 | ModelNumber | Features |  | 0.067708 |  | Hydronic Supply | Regular 45, 90 and 180 Elbow | 0.046875 | F | 0.067708 |  |  |  | Level : Level 1 | 0.177800 | 1629 | ReplacementCost | M_Pipe Fitting - Generic.csv | Constituents | Pipework Fittings | Finish | Grade | Material | ModelReference | NominalHeight | NominalLength | NominalWidth | ProductionYear | Shape | SustainabilityPerformance | WarrantyDescription | WarrantyDurationLabor | WarrantyDurationParts | Manufacturer | 23.60.30.11.14
140793 | Level 1 | ExpectedLife | 5 | 632819 | New Construction | AccessibilityPerformance | WarrantyGuarantorParts | 90.000000 | FIXED | Hydronic Supply Unit B | CodePerformance | 154873 | 0.093750 | Level 2 | 0.046875 | 140792 | 0.000000 | 140789 | Reference | Standard | 25 mm-25 mm-25 mm | 140816,140818,140820,140822,140824,140826,140828,154928,154979,154980,154981 | 3QiLL8Zx9EqAsJuxrKS3lp | Color | 33 | M_Tee - Generic:Standard:Standard:632819 |  |  | 140793 | WarrantyGuarantorLabor | 0.037500 | 0.041010 | 0.082021 | ModelNumber | Features |  | 0.088542 |  | Hydronic Supply | Tee | 0.046875 | F |  |  |  |  | Level : Level 2 | -0.441255 | 1632 | ReplacementCost | M_Pipe Fitting - Generic.csv | Constituents | Pipework Fittings | Finish | Grade | Material | ModelReference | NominalHeight | NominalLength | NominalWidth | ProductionYear | Shape | SustainabilityPerformance | WarrantyDescription | WarrantyDurationLabor | WarrantyDurationParts | Manufacturer | 23.60.30.11.14 | 0.088542 | 90.000000
143372 | Level 1 | ExpectedLife | 5 | 632824 | New Construction | AccessibilityPerformance | WarrantyGuarantorParts | 89.997344 | FIXED | Hydronic Supply Unit B | CodePerformance | 154873 | 0.093750 | Level 2 | 0.046875 | 143371 | 0.000000 | 143368 | Reference | Standard | 25 mm-25 mm | 143394,143396,143398,143400,143402,143404,143406,154971,154982,154983,154984 | 3QiLL8Zx9EqAsJuxrKS3lu | Color | 33 | M_Elbow - Generic:Standard:Standard:632824 |  |  | 143372 | WarrantyGuarantorLabor | 0.037498 | 0.041010 | 0.082021 | ModelNumber | Features |  | 0.067705 |  | Hydronic Supply | Regular 45, 90 and 180 Elbow | 0.046875 | F | 0.067708 |  |  |  | Level : Level 2 | -0.441301 | 1635 | ReplacementCost | M_Pipe Fitting - Generic.csv | Constituents | Pipework Fittings | Finish | Grade | Material | ModelReference | NominalHeight | NominalLength | NominalWidth | ProductionYear | Shape | SustainabilityPerformance | WarrantyDescription | WarrantyDurationLabor | WarrantyDurationParts | Manufacturer | 23.60.30.11.14
143653 | Level 1 | ExpectedLife | 5 | 633331 | New Construction | AccessibilityPerformance | WarrantyGuarantorParts | 90.000000 | FIXED | Hydronic Supply Unit B | CodePerformance | 154873 | 0.093750 | Level 2 | 0.046875 | 143652 | 0.000000 | 143647 | Reference | Standard | 25 mm-25 mm-25 mm | 143676,143678,143680,143682,143684,143686,143688,154928,154979,154980,154981 | 1hCXRdhUr7OhfQKfqcarPD | Color | 33 | M_Tee - Generic:Standard:Standard:633331 |  |  | 143653 | WarrantyGuarantorLabor | 0.037500 | 0.041010 | 0.082021 | ModelNumber | Features |  | 0.088542 |  | Hydronic Supply | Tee | 0.046875 | F |  |  |  |  | Level : Level 2 | -0.441230 | 1637 | ReplacementCost | M_Pipe Fitting - Generic.csv | Constituents | Pipework Fittings | Finish | Grade | Material | ModelReference | NominalHeight | NominalLength | NominalWidth | ProductionYear | Shape | SustainabilityPerformance | WarrantyDescription | WarrantyDurationLabor | WarrantyDurationParts | Manufacturer | 23.60.30.11.14 | 0.088542 | 90.000000
144478 | Level 1 | ExpectedLife | 5 | 633348 | New Construction | AccessibilityPerformance | WarrantyGuarantorParts | 90.000000 | FIXED | Hydronic Supply Unit B | CodePerformance | 154873 | 0.093750 | Level 2 | 0.046875 | 144477 | 0.000000 | 144474 | Reference | Standard | 25 mm-25 mm | 144500,144502,144504,144506,144508,144510,144512,154927,154982,154983,154984 | 1hCXRdhUr7OhfQKfqcarMw | Color | 33 | M_Elbow - Generic:Standard:Standard:633348 |  |  | 144478 | WarrantyGuarantorLabor | 0.037500 | 0.041010 | 0.082021 | ModelNumber | Features |  | 0.067708 |  | Hydronic Supply | Regular 45, 90 and 180 Elbow | 0.046875 | F | 0.067708 |  |  |  | Level : Level 2 | -0.441300 | 1642 | ReplacementCost | M_Pipe Fitting - Generic.csv | Constituents | Pipework Fittings | Finish | Grade | Material | ModelReference | NominalHeight | NominalLength | NominalWidth | ProductionYear | Shape | SustainabilityPerformance | WarrantyDescription | WarrantyDurationLabor | WarrantyDurationParts | Manufacturer | 23.60.30.11.14
144520 | Level 1 | ExpectedLife | 5 | 633350 | New Construction | AccessibilityPerformance | WarrantyGuarantorParts | 90.000000 | FIXED | Hydronic Supply Unit B | CodePerformance | 154873 | 0.093750 | Level 2 | 0.046875 | 144519 | 0.000000 | 144516 | Reference | Standard | 25 mm-25 mm | 144542,144544,144546,144548,144550,144552,144554,154927,154982,154983,154984 | 1hCXRdhUr7OhfQKfqcarMu | Color | 33 | M_Elbow - Generic:Standard:Standard:633350 |  |  | 144520 | WarrantyGuarantorLabor | 0.037500 | 0.041010 | 0.082021 | ModelNumber | Features |  | 0.067708 |  | Hydronic Supply | Regular 45, 90 and 180 Elbow | 0.046875 | F | 0.067708 |  |  |  | Level : Level 2 | -0.441300 | 1644 | ReplacementCost | M_Pipe Fitting - Generic.csv | Constituents | Pipework Fittings | Finish | Grade | Material | ModelReference | NominalHeight | NominalLength | NominalWidth | ProductionYear | Shape | SustainabilityPerformance | WarrantyDescription | WarrantyDurationLabor | WarrantyDurationParts | Manufacturer | 23.60.30.11.14
147508 | Level 1 | ExpectedLife | 5 | 633375 | New Construction | AccessibilityPerformance | WarrantyGuarantorParts | 90.000781 | FIXED | Hydronic Supply Unit B | CodePerformance | 154873 | 0.093750 | Level 2 | 0.046875 | 147507 | 0.000000 | 147504 | Reference | Standard | 25 mm-25 mm | 147530,147532,147534,147536,147538,147540,147542,154972,154982,154983,154984 | 1hCXRdhUr7OhfQKfqcarMX | Color | 33 | M_Elbow - Generic:Standard:Standard:633375 |  |  | 147508 | WarrantyGuarantorLabor | 0.037501 | 0.041010 | 0.082021 | ModelNumber | Features |  | 0.067709 |  | Hydronic Supply | Regular 45, 90 and 180 Elbow | 0.046875 | F | 0.067708 |  |  |  | Level : Level 2 | -0.441299 | 1651 | ReplacementCost | M_Pipe Fitting - Generic.csv | Constituents | Pipework Fittings | Finish | Grade | Material | ModelReference | NominalHeight | NominalLength | NominalWidth | ProductionYear | Shape | SustainabilityPerformance | WarrantyDescription | WarrantyDurationLabor | WarrantyDurationParts | Manufacturer | 23.60.30.11.14
147550 | Level 1 | ExpectedLife | 5 | 633378 | New Construction | AccessibilityPerformance | WarrantyGuarantorParts | 90.000000 | FIXED | Hydronic Supply Unit B | CodePerformance | 154873 | 0.093750 | Level 2 | 0.046875 | 147549 | 0.000000 | 147546 | Reference | Standard | 25 mm-25 mm-25 mm | 147573,147575,147577,147579,147581,147583,147585,154928,154979,154980,154981 | 1hCXRdhUr7OhfQKfqcarMS | Color | 33 | M_Tee - Generic:Standard:Standard:633378 |  |  | 147550 | WarrantyGuarantorLabor | 0.037500 | 0.041010 | 0.082021 | ModelNumber | Features |  | 0.088542 |  | Hydronic Supply | Tee | 0.046875 | F |  |  |  |  | Level : Level 2 | -0.441255 | 1654 | ReplacementCost | M_Pipe Fitting - Generic.csv | Constituents | Pipework Fittings | Finish | Grade | Material | ModelReference | NominalHeight | NominalLength | NominalWidth | ProductionYear | Shape | SustainabilityPerformance | WarrantyDescription | WarrantyDurationLabor | WarrantyDurationParts | Manufacturer | 23.60.30.11.14 | 0.088542 | 90.000000
148460 | Level 1 | ExpectedLife | 5 | 649434 | New Construction | AccessibilityPerformance | WarrantyGuarantorParts | 90.000000 | FIXED | Hydronic Return Unit A | CodePerformance | 154873 | 0.093750 | Level 2 | 0.046875 | 148459 | 0.000000 | 148456 | Reference | Standard | 25 mm-25 mm-25 mm | 148483,148485,148487,148489,148491,148493,148495,154928,154979,154980,154981 | 2KxiGbE0vE4gead5jUKroP | Color | 33 | M_Tee - Generic:Standard:Standard:649434 |  |  | 148460 | WarrantyGuarantorLabor | 0.037500 | 0.041010 | 0.082021 | ModelNumber | Features |  | 0.088542 |  | Hydronic Supply | Tee | 0.046875 | F |  |  |  |  | Level : Level 2 | -0.351265 | 1662 | ReplacementCost | M_Pipe Fitting - Generic.csv | Constituents | Pipework Fittings | Finish | Grade | Material | ModelReference | NominalHeight | NominalLength | NominalWidth | ProductionYear | Shape | SustainabilityPerformance | WarrantyDescription | WarrantyDurationLabor | WarrantyDurationParts | Manufacturer | 23.60.30.11.14 | 0.088542 | 90.000000
148720 | Level 1 | ExpectedLife | 5 | 649439 | New Construction | AccessibilityPerformance | WarrantyGuarantorParts | 90.000000 | FIXED | Hydronic Return Unit A | CodePerformance | 154873 | 0.093750 | Level 1 | 0.046875 | 148719 | 0.000000 | 148716 | Reference | Standard | 25 mm-25 mm | 148742,148744,148746,148748,148750,148752,148754,154927,154982,154983,154984 | 2KxiGbE0vE4gead5jUKroS | Color | 33 | M_Elbow - Generic:Standard:Standard:649439 |  |  | 148720 | WarrantyGuarantorLabor | 0.037500 | 0.041010 | 0.082021 | ModelNumber | Features |  | 0.067708 |  | Hydronic Supply | Regular 45, 90 and 180 Elbow | 0.046875 | F | 0.067708 |  |  |  | Level : Level 1 | 0.177800 | 1666 | ReplacementCost | M_Pipe Fitting - Generic.csv | Constituents | Pipework Fittings | Finish | Grade | Material | ModelReference | NominalHeight | NominalLength | NominalWidth | ProductionYear | Shape | SustainabilityPerformance | WarrantyDescription | WarrantyDurationLabor | WarrantyDurationParts | Manufacturer | 23.60.30.11.14
149277 | Level 1 | ExpectedLife | 5 | 649464 | New Construction | AccessibilityPerformance | WarrantyGuarantorParts | 90.000000 | FIXED | Hydronic Return Unit A | CodePerformance | 154873 | 0.093750 | Level 2 | 0.046875 | 149276 | 0.000000 | 149273 | Reference | Standard | 25 mm-25 mm-25 mm | 149300,149302,149304,149306,149308,149310,149312,154928,154979,154980,154981 | 2KxiGbE0vE4gead5jUKrox | Color | 33 | M_Tee - Generic:Standard:Standard:649464 |  |  | 149277 | WarrantyGuarantorLabor | 0.037500 | 0.041010 | 0.082021 | ModelNumber | Features |  | 0.088542 |  | Hydronic Supply | Tee | 0.046875 | F |  |  |  |  | Level : Level 2 | -0.351265 | 1669 | ReplacementCost | M_Pipe Fitting - Generic.csv | Constituents | Pipework Fittings | Finish | Grade | Material | ModelReference | NominalHeight | NominalLength | NominalWidth | ProductionYear | Shape | SustainabilityPerformance | WarrantyDescription | WarrantyDurationLabor | WarrantyDurationParts | Manufacturer | 23.60.30.11.14 | 0.088542 | 90.000000
149537 | Level 1 | ExpectedLife | 5 | 649469 | New Construction | AccessibilityPerformance | WarrantyGuarantorParts | 90.000000 | FIXED | Hydronic Return Unit A | CodePerformance | 154873 | 0.093750 | Level 1 | 0.046875 | 149536 | 0.000000 | 149533 | Reference | Standard | 25 mm-25 mm | 149559,149561,149563,149565,149567,149569,149571,154927,154982,154983,154984 | 2KxiGbE0vE4gead5jUKro_ | Color | 33 | M_Elbow - Generic:Standard:Standard:649469 |  |  | 149537 | WarrantyGuarantorLabor | 0.037500 | 0.041010 | 0.082021 | ModelNumber | Features |  | 0.067708 |  | Hydronic Supply | Regular 45, 90 and 180 Elbow | 0.046875 | F | 0.067708 |  |  |  | Level : Level 1 | 0.177800 | 1673 | ReplacementCost | M_Pipe Fitting - Generic.csv | Constituents | Pipework Fittings | Finish | Grade | Material | ModelReference | NominalHeight | NominalLength | NominalWidth | ProductionYear | Shape | SustainabilityPerformance | WarrantyDescription | WarrantyDurationLabor | WarrantyDurationParts | Manufacturer | 23.60.30.11.14
149796 | Level 1 | ExpectedLife | 5 | 660868 | New Construction | AccessibilityPerformance | WarrantyGuarantorParts | 90.000000 | FIXED | Hydronic Supply Unit B | CodePerformance | 154873 | 0.093750 | Level 2 | 0.046875 | 149795 | 0.000000 | 149792 | Reference | Standard | 25 mm-25 mm | 149818,149820,149822,149824,149826,149828,149830,154927,154982,154983,154984 | 35FuC650z0JQqQBtV7Zwg$ | Color | 33 | M_Elbow - Generic:Standard:Standard:660868 |  |  | 149796 | WarrantyGuarantorLabor | 0.037500 | 0.041010 | 0.082021 | ModelNumber | Features |  | 0.067708 |  | Hydronic Supply | Regular 45, 90 and 180 Elbow | 0.046875 | F | 0.067708 |  |  |  | Level : Level 2 | -0.441240 | 1687 | ReplacementCost | M_Pipe Fitting - Generic.csv | Constituents | Pipework Fittings | Finish | Grade | Material | ModelReference | NominalHeight | NominalLength | NominalWidth | ProductionYear | Shape | SustainabilityPerformance | WarrantyDescription | WarrantyDurationLabor | WarrantyDurationParts | Manufacturer | 23.60.30.11.14
149838 | Level 1 | ExpectedLife | 5 | 660869 | New Construction | AccessibilityPerformance | WarrantyGuarantorParts | 90.000000 | FIXED | Hydronic Supply Unit B | CodePerformance | 154873 | 0.093750 | Level 2 | 0.046875 | 149837 | 0.000000 | 149834 | Reference | Standard | 25 mm-25 mm | 149860,149862,149864,149866,149868,149870,149872,154927,154982,154983,154984 | 35FuC650z0JQqQBtV7Zwg_ | Color | 33 | M_Elbow - Generic:Standard:Standard:660869 |  |  | 149838 | WarrantyGuarantorLabor | 0.037500 | 0.041010 | 0.082021 | ModelNumber | Features |  | 0.067708 |  | Hydronic Supply | Regular 45, 90 and 180 Elbow | 0.046875 | F | 0.067708 |  |  |  | Level : Level 2 | -0.441240 | 1688 | ReplacementCost | M_Pipe Fitting - Generic.csv | Constituents | Pipework Fittings | Finish | Grade | Material | ModelReference | NominalHeight | NominalLength | NominalWidth | ProductionYear | Shape | SustainabilityPerformance | WarrantyDescription | WarrantyDurationLabor | WarrantyDurationParts | Manufacturer | 23.60.30.11.14
150395 | Level 1 | ExpectedLife | 5 | 660955 | New Construction | AccessibilityPerformance | WarrantyGuarantorParts | 90.000000 | FIXED | Hydronic Supply Unit B | CodePerformance | 154873 | 0.093750 | Level 2 | 0.046875 | 150394 | 0.000000 | 150391 | Reference | Standard | 25 mm-25 mm | 150417,150419,150421,150423,150425,150427,150429,154927,154982,154983,154984 | 35FuC650z0JQqQBtV7ZwhW | Color | 33 | M_Elbow - Generic:Standard:Standard:660955 |  |  | 150395 | WarrantyGuarantorLabor | 0.037500 | 0.041010 | 0.082021 | ModelNumber | Features |  | 0.067708 |  | Hydronic Supply | Regular 45, 90 and 180 Elbow | 0.046875 | F | 0.067708 |  |  |  | Level : Level 2 | -0.141901 | 1703 | ReplacementCost | M_Pipe Fitting - Generic.csv | Constituents | Pipework Fittings | Finish | Grade | Material | ModelReference | NominalHeight | NominalLength | NominalWidth | ProductionYear | Shape | SustainabilityPerformance | WarrantyDescription | WarrantyDurationLabor | WarrantyDurationParts | Manufacturer | 23.60.30.11.14
150608 | Level 1 | ExpectedLife | 5 | 660964 | New Construction | AccessibilityPerformance | WarrantyGuarantorParts | 90.000000 | FIXED | Hydronic Supply Unit B | CodePerformance | 154873 | 0.093750 | Level 2 | 0.046875 | 150607 | 0.000000 | 150604 | Reference | Standard | 25 mm-25 mm-25 mm | 150631,150633,150635,150637,150639,150641,150643,154928,154979,154980,154981 | 35FuC650z0JQqQBtV7ZwhV | Color | 33 | M_Tee - Generic:Standard:Standard:660964 |  |  | 150608 | WarrantyGuarantorLabor | 0.037500 | 0.041010 | 0.082021 | ModelNumber | Features |  | 0.088542 |  | Hydronic Supply | Tee | 0.046875 | F |  |  |  |  | Level : Level 2 | -0.441240 | 1706 | ReplacementCost | M_Pipe Fitting - Generic.csv | Constituents | Pipework Fittings | Finish | Grade | Material | ModelReference | NominalHeight | NominalLength | NominalWidth | ProductionYear | Shape | SustainabilityPerformance | WarrantyDescription | WarrantyDurationLabor | WarrantyDurationParts | Manufacturer | 23.60.30.11.14 | 0.088542 | 90.000000
150831 | Level 1 | ExpectedLife | 5 | 660967 | New Construction | AccessibilityPerformance | WarrantyGuarantorParts | 90.000000 | FIXED | Hydronic Supply Unit B | CodePerformance | 154873 | 0.093750 | Level 2 | 0.046875 | 150830 | 0.000000 | 150827 | Reference | Standard | 25 mm-25 mm | 150853,150855,150857,150859,150861,150863,150865,154927,154982,154983,154984 | 35FuC650z0JQqQBtV7ZwhS | Color | 33 | M_Elbow - Generic:Standard:Standard:660967 |  |  | 150831 | WarrantyGuarantorLabor | 0.037500 | 0.041010 | 0.082021 | ModelNumber | Features |  | 0.067708 |  | Hydronic Supply | Regular 45, 90 and 180 Elbow | 0.046875 | F | 0.067708 |  |  |  | Level : Level 2 | -0.141901 | 1708 | ReplacementCost | M_Pipe Fitting - Generic.csv | Constituents | Pipework Fittings | Finish | Grade | Material | ModelReference | NominalHeight | NominalLength | NominalWidth | ProductionYear | Shape | SustainabilityPerformance | WarrantyDescription | WarrantyDurationLabor | WarrantyDurationParts | Manufacturer | 23.60.30.11.14
152644 | Level 1 | ExpectedLife | 5 | 663000 | New Construction | AccessibilityPerformance | WarrantyGuarantorParts | 90.000000 | FIXED | Hydronic Return Unit A | CodePerformance | 154873 | 0.093750 | Level 2 | 0.046875 | 152643 | 0.000000 | 152640 | Reference | Standard | 25 mm-25 mm | 152666,152668,152670,152672,152674,152676,152678,154927,154982,154983,154984 | 3KBDgq$MvBfR90mp5FRCQv | Color | 33 | M_Elbow - Generic:Standard:Standard:663000 |  |  | 152644 | WarrantyGuarantorLabor | 0.037500 | 0.041010 | 0.082021 | ModelNumber | Features |  | 0.067708 |  | Hydronic Supply | Regular 45, 90 and 180 Elbow | 0.046875 | F | 0.067708 |  |  |  | Level : Level 2 | -0.217943 | 1729 | ReplacementCost | M_Pipe Fitting - Generic.csv | Constituents | Pipework Fittings | Finish | Grade | Material | ModelReference | NominalHeight | NominalLength | NominalWidth | ProductionYear | Shape | SustainabilityPerformance | WarrantyDescription | WarrantyDurationLabor | WarrantyDurationParts | Manufacturer | 23.60.30.11.14
153898 | Level 1 | ExpectedLife | 5 | 663273 | New Construction | AccessibilityPerformance | WarrantyGuarantorParts | 90.000000 | FIXED | Hydronic Return Unit A | CodePerformance | 154873 | 0.093750 | Level 2 | 0.046875 | 153897 | 0.000000 | 153894 | Reference | Standard | 25 mm-25 mm | 153920,153922,153924,153926,153928,153930,153932,154927,154982,154983,154984 | 3KBDgq$MvBfR90mp5FRCM8 | Color | 33 | M_Elbow - Generic:Standard:Standard:663273 |  |  | 153898 | WarrantyGuarantorLabor | 0.037500 | 0.041010 | 0.082021 | ModelNumber | Features |  | 0.067708 |  | Hydronic Supply | Regular 45, 90 and 180 Elbow | 0.046875 | F | 0.067708 |  |  |  | Level : Level 2 | -0.217943 | 1738 | ReplacementCost | M_Pipe Fitting - Generic.csv | Constituents | Pipework Fittings | Finish | Grade | Material | ModelReference | NominalHeight | NominalLength | NominalWidth | ProductionYear | Shape | SustainabilityPerformance | WarrantyDescription | WarrantyDurationLabor | WarrantyDurationParts | Manufacturer | 23.60.30.11.14
109067 | B101 | ExpectedLife | 5 | 601051 | New Construction | AccessibilityPerformance | WarrantyGuarantorParts | 90.091314 | FIXED | Hydronic Supply Unit B | CodePerformance | 154904 | 0.093750 | Level 1 | 0.046875 | 109066 | 0.000000 | 109059 | Reference | Standard | 25 mm-25 mm | 109095,109097,109099,109101,109103,109105,109107,154959,154982,154983,154984 | 2L092XWcn0RxVZVA3Xblin | Color | 33 | M_Elbow - Generic:Standard:Standard:601051 |  | InstallationDate | 109067 | WarrantyGuarantorLabor | 0.037500 | 0.041010 | 0.082021 | ModelNumber | Features | TagNumber | 0.067708 | BarCode | Hydronic Supply | Regular 45, 90 and 180 Elbow | 0.046875 | T | 0.067708 | SerialNumber | WarrantyStartDate | AssetIdentifier | Level : Level 1 | 0.177800 | 1330 | ReplacementCost | M_Pipe Fitting - Generic.csv | Constituents | Pipework Fittings | Finish | Grade | Material | ModelReference | NominalHeight | NominalLength | NominalWidth | ProductionYear | Shape | SustainabilityPerformance | WarrantyDescription | WarrantyDurationLabor | WarrantyDurationParts | Manufacturer | 23.60.30.11.14
121332 | B101 | ExpectedLife | 5 | 606628 | New Construction | AccessibilityPerformance | WarrantyGuarantorParts | 90.021379 | FIXED | Hydronic Supply Unit B | CodePerformance | 154904 | 0.093750 | Level 1 | 0.046875 | 121331 | 0.000000 | 121323 | Reference | Standard | 25 mm-25 mm | 121360,121362,121364,121366,121368,121370,121372,154965,154982,154983,154984 | 0kad3Qs5P7DPrbWgfM1oCI | Color | 33 | M_Elbow - Generic:Standard:Standard:606628 |  | InstallationDate | 121332 | WarrantyGuarantorLabor | 0.037500 | 0.041010 | 0.082021 | ModelNumber | Features | TagNumber | 0.067708 | BarCode | Hydronic Supply | Regular 45, 90 and 180 Elbow | 0.046875 | F | 0.067708 | SerialNumber | WarrantyStartDate | AssetIdentifier | Level : Level 1 | 0.177800 | 1419 | ReplacementCost | M_Pipe Fitting - Generic.csv | Constituents | Pipework Fittings | Finish | Grade | Material | ModelReference | NominalHeight | NominalLength | NominalWidth | ProductionYear | Shape | SustainabilityPerformance | WarrantyDescription | WarrantyDurationLabor | WarrantyDurationParts | Manufacturer | 23.60.30.11.14
137825 | B101 | ExpectedLife | 5 | 632430 | New Construction | AccessibilityPerformance | WarrantyGuarantorParts | 90.000000 | FIXED | Hydronic Supply Unit B | CodePerformance | 154904 | 0.093750 | Level 1 | 0.046875 | 137824 | 0.000000 | 137818 | Reference | Standard | 25 mm-25 mm | 137847,137849,137851,137853,137855,137857,137859,154927,154982,154983,154984 | 0elyyE$1L6oAbZlGwF2_h4 | Color | 33 | M_Elbow - Generic:Standard:Standard:632430 |  |  | 137825 | WarrantyGuarantorLabor | 0.037500 | 0.041010 | 0.082021 | ModelNumber | Features |  | 0.067708 |  | Hydronic Supply | Regular 45, 90 and 180 Elbow | 0.046875 | F | 0.067708 |  |  |  | Level : Level 1 | 0.177800 | 1595 | ReplacementCost | M_Pipe Fitting - Generic.csv | Constituents | Pipework Fittings | Finish | Grade | Material | ModelReference | NominalHeight | NominalLength | NominalWidth | ProductionYear | Shape | SustainabilityPerformance | WarrantyDescription | WarrantyDurationLabor | WarrantyDurationParts | Manufacturer | 23.60.30.11.14
138691 | B101 | ExpectedLife | 5 | 632460 | New Construction | AccessibilityPerformance | WarrantyGuarantorParts | 90.000000 | FIXED | Hydronic Supply Unit B | CodePerformance | 154904 | 0.093750 | Level 1 | 0.046875 | 138690 | 0.000000 | 138684 | Reference | Standard | 25 mm-25 mm | 138713,138715,138717,138719,138721,138723,138725,154927,154982,154983,154984 | 0elyyE$1L6oAbZlGwF2_ec | Color | 33 | M_Elbow - Generic:Standard:Standard:632460 |  |  | 138691 | WarrantyGuarantorLabor | 0.037500 | 0.041010 | 0.082021 | ModelNumber | Features |  | 0.067708 |  | Hydronic Supply | Regular 45, 90 and 180 Elbow | 0.046875 | F | 0.067708 |  |  |  | Level : Level 1 | 0.177800 | 1602 | ReplacementCost | M_Pipe Fitting - Generic.csv | Constituents | Pipework Fittings | Finish | Grade | Material | ModelReference | NominalHeight | NominalLength | NominalWidth | ProductionYear | Shape | SustainabilityPerformance | WarrantyDescription | WarrantyDurationLabor | WarrantyDurationParts | Manufacturer | 23.60.30.11.14
111906 | B102 | ExpectedLife | 5 | 601283 | New Construction | AccessibilityPerformance | WarrantyGuarantorParts | 90.000000 | FIXED | Hydronic Supply Unit B | CodePerformance | 154905 | 0.093750 | Level 1 | 0.046875 | 111905 | 0.000000 | 111897 | Reference | Standard | 25 mm-25 mm | 111934,111936,111938,111940,111942,111944,111946,154927,154982,154983,154984 | 2L092XWcn0RxVZVA3Xblmf | Color | 33 | M_Elbow - Generic:Standard:Standard:601283 |  | InstallationDate | 111906 | WarrantyGuarantorLabor | 0.037500 | 0.041010 | 0.082021 | ModelNumber | Features | TagNumber | 0.067708 | BarCode | Hydronic Supply | Regular 45, 90 and 180 Elbow | 0.046875 | T | 0.067708 | SerialNumber | WarrantyStartDate | AssetIdentifier | Level : Level 1 | 0.177800 | 1339 | ReplacementCost | M_Pipe Fitting - Generic.csv | Constituents | Pipework Fittings | Finish | Grade | Material | ModelReference | NominalHeight | NominalLength | NominalWidth | ProductionYear | Shape | SustainabilityPerformance | WarrantyDescription | WarrantyDurationLabor | WarrantyDurationParts | Manufacturer | 23.60.30.11.14
118929 | B102 | ExpectedLife | 5 | 606592 | New Construction | AccessibilityPerformance | WarrantyGuarantorParts | 89.999979 | FIXED | Hydronic Supply Unit B | CodePerformance | 154905 | 0.093750 | Level 1 | 0.046875 | 118928 | 0.000000 | 118920 | Reference | Standard | 25 mm-25 mm | 118957,118959,118961,118963,118965,118967,118969,154964,154982,154983,154984 | 0kad3Qs5P7DPrbWgfM1oCs | Color | 33 | M_Elbow - Generic:Standard:Standard:606592 |  | InstallationDate | 118929 | WarrantyGuarantorLabor | 0.037500 | 0.041010 | 0.082021 | ModelNumber | Features | TagNumber | 0.067708 | BarCode | Hydronic Supply | Regular 45, 90 and 180 Elbow | 0.046875 | F | 0.067708 | SerialNumber | WarrantyStartDate | AssetIdentifier | Level : Level 1 | 0.177800 | 1417 | ReplacementCost | M_Pipe Fitting - Generic.csv | Constituents | Pipework Fittings | Finish | Grade | Material | ModelReference | NominalHeight | NominalLength | NominalWidth | ProductionYear | Shape | SustainabilityPerformance | WarrantyDescription | WarrantyDurationLabor | WarrantyDurationParts | Manufacturer | 23.60.30.11.14
139119 | B102 | ExpectedLife | 5 | 632634 | New Construction | AccessibilityPerformance | WarrantyGuarantorParts | 90.000000 | FIXED | Hydronic Supply Unit B | CodePerformance | 154905 | 0.093750 | Level 1 | 0.046875 | 139118 | 0.000000 | 139112 | Reference | Standard | 25 mm-25 mm | 139141,139143,139145,139147,139149,139151,139153,154927,154982,154983,154984 | 3QiLL8Zx9EqAsJuxrKS3iw | Color | 33 | M_Elbow - Generic:Standard:Standard:632634 |  |  | 139119 | WarrantyGuarantorLabor | 0.037500 | 0.041010 | 0.082021 | ModelNumber | Features |  | 0.067708 |  | Hydronic Supply | Regular 45, 90 and 180 Elbow | 0.046875 | F | 0.067708 |  |  |  | Level : Level 1 | 0.177800 | 1603 | ReplacementCost | M_Pipe Fitting - Generic.csv | Constituents | Pipework Fittings | Finish | Grade | Material | ModelReference | NominalHeight | NominalLength | NominalWidth | ProductionYear | Shape | SustainabilityPerformance | WarrantyDescription | WarrantyDurationLabor | WarrantyDurationParts | Manufacturer | 23.60.30.11.14
140370 | B102 | ExpectedLife | 5 | 632768 | New Construction | AccessibilityPerformance | WarrantyGuarantorParts | 90.000000 | FIXED | Hydronic Supply Unit B | CodePerformance | 154905 | 0.093750 | Level 1 | 0.046875 | 140369 | 0.000000 | 140363 | Reference | Standard | 25 mm-25 mm | 140392,140394,140396,140398,140400,140402,140404,154927,154982,154983,154984 | 3QiLL8Zx9EqAsJuxrKS3l0 | Color | 33 | M_Elbow - Generic:Standard:Standard:632768 |  |  | 140370 | WarrantyGuarantorLabor | 0.037500 | 0.041010 | 0.082021 | ModelNumber | Features |  | 0.067708 |  | Hydronic Supply | Regular 45, 90 and 180 Elbow | 0.046875 | F | 0.067708 |  |  |  | Level : Level 1 | 0.177800 | 1628 | ReplacementCost | M_Pipe Fitting - Generic.csv | Constituents | Pipework Fittings | Finish | Grade | Material | ModelReference | NominalHeight | NominalLength | NominalWidth | ProductionYear | Shape | SustainabilityPerformance | WarrantyDescription | WarrantyDurationLabor | WarrantyDurationParts | Manufacturer | 23.60.30.11.14
148678 | A101 | ExpectedLife | 5 | 649438 | New Construction | AccessibilityPerformance | WarrantyGuarantorParts | 90.000000 | FIXED | Hydronic Return Unit A | CodePerformance | 154907 | 0.093750 | Level 1 | 0.046875 | 148677 | 0.000000 | 148671 | Reference | Standard | 25 mm-25 mm | 148700,148702,148704,148706,148708,148710,148712,154927,154982,154983,154984 | 2KxiGbE0vE4gead5jUKroT | Color | 33 | M_Elbow - Generic:Standard:Standard:649438 |  |  | 148678 | WarrantyGuarantorLabor | 0.037500 | 0.041010 | 0.082021 | ModelNumber | Features |  | 0.067708 |  | Hydronic Supply | Regular 45, 90 and 180 Elbow | 0.046875 | F | 0.067708 |  |  |  | Level : Level 1 | 0.177800 | 1665 | ReplacementCost | M_Pipe Fitting - Generic.csv | Constituents | Pipework Fittings | Finish | Grade | Material | ModelReference | NominalHeight | NominalLength | NominalWidth | ProductionYear | Shape | SustainabilityPerformance | WarrantyDescription | WarrantyDurationLabor | WarrantyDurationParts | Manufacturer | 23.60.30.11.14
149495 | A101 | ExpectedLife | 5 | 649468 | New Construction | AccessibilityPerformance | WarrantyGuarantorParts | 90.000000 | FIXED | Hydronic Return Unit A | CodePerformance | 154907 | 0.093750 | Level 1 | 0.046875 | 149494 | 0.000000 | 149488 | Reference | Standard | 25 mm-25 mm | 149517,149519,149521,149523,149525,149527,149529,154927,154982,154983,154984 | 2KxiGbE0vE4gead5jUKro$ | Color | 33 | M_Elbow - Generic:Standard:Standard:649468 |  |  | 149495 | WarrantyGuarantorLabor | 0.037500 | 0.041010 | 0.082021 | ModelNumber | Features |  | 0.067708 |  | Hydronic Supply | Regular 45, 90 and 180 Elbow | 0.046875 | F | 0.067708 |  |  |  | Level : Level 1 | 0.177800 | 1672 | ReplacementCost | M_Pipe Fitting - Generic.csv | Constituents | Pipework Fittings | Finish | Grade | Material | ModelReference | NominalHeight | NominalLength | NominalWidth | ProductionYear | Shape | SustainabilityPerformance | WarrantyDescription | WarrantyDurationLabor | WarrantyDurationParts | Manufacturer | 23.60.30.11.14
127513 | A102 | ExpectedLife | 5 | 630850 | New Construction | AccessibilityPerformance | WarrantyGuarantorParts | 90.000000 | FIXED | Hydronic Return Unit A | CodePerformance | 154908 | 0.093750 | Level 1 | 0.046875 | 127512 | 0.000000 | 127506 | Reference | Standard | 25 mm-25 mm | 127535,127537,127539,127541,127543,127545,127547,154927,154982,154983,154984 | 0M1MlFbh152gbEV8uyEaoo | Color | 33 | M_Elbow - Generic:Standard:Standard:630850 |  |  | 127513 | WarrantyGuarantorLabor | 0.037500 | 0.041010 | 0.082021 | ModelNumber | Features |  | 0.067708 |  | Hydronic Supply | Regular 45, 90 and 180 Elbow | 0.046875 | F | 0.067708 |  |  |  | Level : Level 1 | 0.177800 | 1477 | ReplacementCost | M_Pipe Fitting - Generic.csv | Constituents | Pipework Fittings | Finish | Grade | Material | ModelReference | NominalHeight | NominalLength | NominalWidth | ProductionYear | Shape | SustainabilityPerformance | WarrantyDescription | WarrantyDurationLabor | WarrantyDurationParts | Manufacturer | 23.60.30.11.14
128788 | A102 | ExpectedLife | 5 | 631197 | New Construction | AccessibilityPerformance | WarrantyGuarantorParts | 90.000000 | FIXED | Hydronic Return Unit A | CodePerformance | 154908 | 0.093750 | Level 1 | 0.046875 | 128787 | 0.000000 | 128781 | Reference | Standard | 25 mm-25 mm | 128810,128812,128814,128816,128818,128820,128822,154927,154982,154983,154984 | 0M1MlFbh152gbEV8uyEarj | Color | 33 | M_Elbow - Generic:Standard:Standard:631197 |  |  | 128788 | WarrantyGuarantorLabor | 0.037500 | 0.041010 | 0.082021 | ModelNumber | Features |  | 0.067708 |  | Hydronic Supply | Regular 45, 90 and 180 Elbow | 0.046875 | F | 0.067708 |  |  |  | Level : Level 1 | 0.177800 | 1498 | ReplacementCost | M_Pipe Fitting - Generic.csv | Constituents | Pipework Fittings | Finish | Grade | Material | ModelReference | NominalHeight | NominalLength | NominalWidth | ProductionYear | Shape | SustainabilityPerformance | WarrantyDescription | WarrantyDurationLabor | WarrantyDurationParts | Manufacturer | 23.60.30.11.14
20353 | Level 2 | ExpectedLife | 5 | 549664 | New Construction | AccessibilityPerformance | WarrantyGuarantorParts | 90.000000 | FIXED | Hydronic Return Unit A | CodePerformance | 154881 | 0.093750 | Level 2 | 0.046875 | 20352 | 0.000000 | 20349 | Reference | Standard | 25 mm-25 mm | 20381,20383,20385,20387,20389,20391,20393,154927,154982,154983,154984 | 13kXneVBL8egWoGKRJw4aA | Color | 33 | M_Elbow - Generic:Standard:Standard:549664 |  | InstallationDate | 20353 | WarrantyGuarantorLabor | 0.037500 | 0.041010 | 0.082021 | ModelNumber | Features | TagNumber | 0.067708 | BarCode | Hydronic Supply | Regular 45, 90 and 180 Elbow | 0.046875 | T | 0.067708 | SerialNumber | WarrantyStartDate | AssetIdentifier | Level : Level 2 | 0.095200 | 596 | ReplacementCost | M_Pipe Fitting - Generic.csv | Constituents | Pipework Fittings | Finish | Grade | Material | ModelReference | NominalHeight | NominalLength | NominalWidth | ProductionYear | Shape | SustainabilityPerformance | WarrantyDescription | WarrantyDurationLabor | WarrantyDurationParts | Manufacturer | 23.60.30.11.14
20452 | Level 2 | ExpectedLife | 5 | 549943 | New Construction | AccessibilityPerformance | WarrantyGuarantorParts | 90.000000 | FIXED | Hydronic Return Unit A | CodePerformance | 154881 | 0.093750 | Level 2 | 0.046875 | 20451 | 0.000000 | 20448 | Reference | Standard | 25 mm-25 mm | 20480,20482,20484,20486,20488,20490,20492,154927,154982,154983,154984 | 13kXneVBL8egWoGKRJw4uT | Color | 33 | M_Elbow - Generic:Standard:Standard:549943 |  | InstallationDate | 20452 | WarrantyGuarantorLabor | 0.037500 | 0.041010 | 0.082021 | ModelNumber | Features | TagNumber | 0.067708 | BarCode | Hydronic Supply | Regular 45, 90 and 180 Elbow | 0.046875 | T | 0.067708 | SerialNumber | WarrantyStartDate | AssetIdentifier | Level : Level 2 | 0.088650 | 637 | ReplacementCost | M_Pipe Fitting - Generic.csv | Constituents | Pipework Fittings | Finish | Grade | Material | ModelReference | NominalHeight | NominalLength | NominalWidth | ProductionYear | Shape | SustainabilityPerformance | WarrantyDescription | WarrantyDurationLabor | WarrantyDurationParts | Manufacturer | 23.60.30.11.14
33304 | Level 2 | ExpectedLife | 5 | 550098 | New Construction | AccessibilityPerformance | WarrantyGuarantorParts |  | FIXED | Hydronic Return Unit A | CodePerformance | 154881 |  | Level 2 |  | 33303 | 0.000000 | 33300 | Reference | Standard | 40 mm-25 mm | 33378,33380,33382,33384,33386,33388,33390,154933,154989,154990,154991 | 13kXneVBL8egWoGKRJw4xu | Color | 33 | M_Transition - Generic:Standard:Standard:550098 |  | InstallationDate | 33304 | WarrantyGuarantorLabor |  |  |  | ModelNumber | Features | TagNumber |  | BarCode | Hydronic Supply | Reducer/Coupling/Union/Increaser |  | T |  | SerialNumber | WarrantyStartDate | AssetIdentifier | Level : Level 2 | 0.088650 | 656 | ReplacementCost | M_Pipe Fitting - Generic.csv | Constituents | Pipework Fittings | Finish | Grade | Material | ModelReference | NominalHeight | NominalLength | NominalWidth | ProductionYear | Shape | SustainabilityPerformance | WarrantyDescription | WarrantyDurationLabor | WarrantyDurationParts | Manufacturer | 23.60.30.11.14 |  |  | F | T | F | 0.065617 | 0.093750 | 0.135417 | 0.046875 | 0.067708 | 0.082021 | 0.131234 | 10.000000 | 0.135417 | 10.000000 | 0.046875 | 0.067708 | 0.037500 | 0.054167 | 0.041010 | 0.065617 | 0.033854 | 0.065617
36450 | Level 2 | ExpectedLife | 5 | 554027 | New Construction | AccessibilityPerformance | WarrantyGuarantorParts |  | FIXED | Hydronic Return Unit A | CodePerformance | 154881 |  | Level 2 |  | 36449 | 0.000000 | 36446 | Reference | Standard | 40 mm-25 mm | 36487,36489,36491,36493,36495,36497,36499,154935,154989,154990,154991 | 13kXneVBL8egWoGKRJw5u1 | Color | 33 | M_Transition - Generic:Standard:Standard:554027 |  | InstallationDate | 36450 | WarrantyGuarantorLabor |  |  |  | ModelNumber | Features | TagNumber |  | BarCode | Hydronic Supply | Reducer/Coupling/Union/Increaser |  | T |  | SerialNumber | WarrantyStartDate | AssetIdentifier | Level : Level 2 | 0.088650 | 674 | ReplacementCost | M_Pipe Fitting - Generic.csv | Constituents | Pipework Fittings | Finish | Grade | Material | ModelReference | NominalHeight | NominalLength | NominalWidth | ProductionYear | Shape | SustainabilityPerformance | WarrantyDescription | WarrantyDurationLabor | WarrantyDurationParts | Manufacturer | 23.60.30.11.14 |  |  | F | T | F | 0.065617 | 0.093750 | 0.135417 | 0.046875 | 0.067708 | 0.082021 | 0.131234 | 10.000000 | 0.135417 | 10.000000 | 0.046875 | 0.067708 | 0.037500 | 0.054167 | 0.041010 | 0.065617 | 0.033854 | 0.065617
49221 | Level 2 | ExpectedLife | 5 | 577810 | New Construction | AccessibilityPerformance | WarrantyGuarantorParts | 90.000000 | FIXED | Hydronic Return Unit A | CodePerformance | 154881 | 0.093750 | Level 2 | 0.046875 | 49220 | 0.000000 | 49217 | Reference | Standard | 25 mm-25 mm | 49249,49251,49253,49255,49257,49259,49261,154927,154982,154983,154984 | 1LorUkoirEpRE75085bOzh | Color | 33 | M_Elbow - Generic:Standard:Standard:577810 |  | InstallationDate | 49221 | WarrantyGuarantorLabor | 0.037500 | 0.041010 | 0.082021 | ModelNumber | Features | TagNumber | 0.067708 | BarCode | Hydronic Supply | Regular 45, 90 and 180 Elbow | 0.046875 | T | 0.067708 | SerialNumber | WarrantyStartDate | AssetIdentifier | Level : Level 2 | 0.177800 | 966 | ReplacementCost | M_Pipe Fitting - Generic.csv | Constituents | Pipework Fittings | Finish | Grade | Material | ModelReference | NominalHeight | NominalLength | NominalWidth | ProductionYear | Shape | SustainabilityPerformance | WarrantyDescription | WarrantyDurationLabor | WarrantyDurationParts | Manufacturer | 23.60.30.11.14
49957 | Level 2 | ExpectedLife | 5 | 577876 | New Construction | AccessibilityPerformance | WarrantyGuarantorParts | 90.000000 | FIXED | Hydronic Return Unit A | CodePerformance | 154881 | 0.093750 | Level 2 | 0.046875 | 49956 | 0.000000 | 49953 | Reference | Standard | 25 mm-25 mm | 49985,49987,49989,49991,49993,49995,49997,154927,154982,154983,154984 | 1LorUkoirEpRE75085bOyj | Color | 33 | M_Elbow - Generic:Standard:Standard:577876 |  | InstallationDate | 49957 | WarrantyGuarantorLabor | 0.037500 | 0.041010 | 0.082021 | ModelNumber | Features | TagNumber | 0.067708 | BarCode | Hydronic Supply | Regular 45, 90 and 180 Elbow | 0.046875 | T | 0.067708 | SerialNumber | WarrantyStartDate | AssetIdentifier | Level : Level 2 | 0.177800 | 974 | ReplacementCost | M_Pipe Fitting - Generic.csv | Constituents | Pipework Fittings | Finish | Grade | Material | ModelReference | NominalHeight | NominalLength | NominalWidth | ProductionYear | Shape | SustainabilityPerformance | WarrantyDescription | WarrantyDurationLabor | WarrantyDurationParts | Manufacturer | 23.60.30.11.14
52246 | Level 2 | ExpectedLife | 5 | 578195 | New Construction | AccessibilityPerformance | WarrantyGuarantorParts | 90.000000 | FIXED | Hydronic Return Unit A | CodePerformance | 154881 | 0.093750 | Level 1 | 0.046875 | 52245 | 0.000000 | 52242 | Reference | Standard | 25 mm-25 mm | 52274,52276,52278,52280,52282,52284,52286,154927,154982,154983,154984 | 09MuOLFfP2PBERh1jIFp8S | Color | 33 | M_Elbow - Generic:Standard:Standard:578195 |  | InstallationDate | 52246 | WarrantyGuarantorLabor | 0.037500 | 0.041010 | 0.082021 | ModelNumber | Features | TagNumber | 0.067708 | BarCode | Hydronic Supply | Regular 45, 90 and 180 Elbow | 0.046875 | T | 0.067708 | SerialNumber | WarrantyStartDate | AssetIdentifier | Level : Level 1 | 3.195200 | 1006 | ReplacementCost | M_Pipe Fitting - Generic.csv | Constituents | Pipework Fittings | Finish | Grade | Material | ModelReference | NominalHeight | NominalLength | NominalWidth | ProductionYear | Shape | SustainabilityPerformance | WarrantyDescription | WarrantyDurationLabor | WarrantyDurationParts | Manufacturer | 23.60.30.11.14
52473 | Level 2 | ExpectedLife | 5 | 578229 | New Construction | AccessibilityPerformance | WarrantyGuarantorParts | 90.000000 | FIXED | Hydronic Return Unit A | CodePerformance | 154881 | 0.093750 | Level 2 | 0.046875 | 52472 | 0.000000 | 52469 | Reference | Standard | 25 mm-25 mm-25 mm | 52502,52504,52506,52508,52510,52512,52514,154928,154979,154980,154981 | 09MuOLFfP2PBERh1jIFp8w | Color | 33 | M_Tee - Generic:Standard:Standard:578229 |  | InstallationDate | 52473 | WarrantyGuarantorLabor | 0.037500 | 0.041010 | 0.082021 | ModelNumber | Features | TagNumber | 0.088542 | BarCode | Hydronic Supply | Tee | 0.046875 | T |  | SerialNumber | WarrantyStartDate | AssetIdentifier | Level : Level 2 | 0.088650 | 1008 | ReplacementCost | M_Pipe Fitting - Generic.csv | Constituents | Pipework Fittings | Finish | Grade | Material | ModelReference | NominalHeight | NominalLength | NominalWidth | ProductionYear | Shape | SustainabilityPerformance | WarrantyDescription | WarrantyDurationLabor | WarrantyDurationParts | Manufacturer | 23.60.30.11.14 | 0.088542 | 90.000000
56884 | Level 2 | ExpectedLife | 5 | 578486 | New Construction | AccessibilityPerformance | WarrantyGuarantorParts | 90.000000 | FIXED | Hydronic Return Unit A | CodePerformance | 154881 | 0.093750 | Level 2 | 0.046875 | 56883 | 0.000000 | 56880 | Reference | Standard | 25 mm-25 mm | 56912,56914,56916,56918,56920,56922,56924,154927,154982,154983,154984 | 09MuOLFfP2PBERh1jIFpCv | Color | 33 | M_Elbow - Generic:Standard:Standard:578486 |  | InstallationDate | 56884 | WarrantyGuarantorLabor | 0.037500 | 0.041010 | 0.082021 | ModelNumber | Features | TagNumber | 0.067708 | BarCode | Hydronic Supply | Regular 45, 90 and 180 Elbow | 0.046875 | T | 0.067708 | SerialNumber | WarrantyStartDate | AssetIdentifier | Level : Level 2 | 0.088650 | 1041 | ReplacementCost | M_Pipe Fitting - Generic.csv | Constituents | Pipework Fittings | Finish | Grade | Material | ModelReference | NominalHeight | NominalLength | NominalWidth | ProductionYear | Shape | SustainabilityPerformance | WarrantyDescription | WarrantyDurationLabor | WarrantyDurationParts | Manufacturer | 23.60.30.11.14
58754 | Level 2 | ExpectedLife | 5 | 578712 | New Construction | AccessibilityPerformance | WarrantyGuarantorParts | 90.000000 | FIXED | Hydronic Supply Unit B | CodePerformance | 154881 | 0.093750 | Level 2 | 0.046875 | 58753 | 0.000000 | 58750 | Reference | Standard | 25 mm-25 mm | 58782,58784,58786,58788,58790,58792,58794,154927,154982,154983,154984 | 09MuOLFfP2PBERh1jIFpGN | Color | 33 | M_Elbow - Generic:Standard:Standard:578712 |  | InstallationDate | 58754 | WarrantyGuarantorLabor | 0.037500 | 0.041010 | 0.082021 | ModelNumber | Features | TagNumber | 0.067708 | BarCode | Hydronic Supply | Regular 45, 90 and 180 Elbow | 0.046875 | T | 0.067708 | SerialNumber | WarrantyStartDate | AssetIdentifier | Level : Level 2 | 0.096368 | 1072 | ReplacementCost | M_Pipe Fitting - Generic.csv | Constituents | Pipework Fittings | Finish | Grade | Material | ModelReference | NominalHeight | NominalLength | NominalWidth | ProductionYear | Shape | SustainabilityPerformance | WarrantyDescription | WarrantyDurationLabor | WarrantyDurationParts | Manufacturer | 23.60.30.11.14
59210 | Level 2 | ExpectedLife | 5 | 578748 | New Construction | AccessibilityPerformance | WarrantyGuarantorParts | 90.000000 | FIXED | Hydronic Supply Unit B | CodePerformance | 154881 | 0.093750 | Level 2 | 0.046875 | 59209 | 0.000000 | 59206 | Reference | Standard | 25 mm-25 mm | 59238,59240,59242,59244,59246,59248,59250,154927,154982,154983,154984 | 09MuOLFfP2PBERh1jIFpGp | Color | 33 | M_Elbow - Generic:Standard:Standard:578748 |  | InstallationDate | 59210 | WarrantyGuarantorLabor | 0.037500 | 0.041010 | 0.082021 | ModelNumber | Features | TagNumber | 0.067708 | BarCode | Hydronic Supply | Regular 45, 90 and 180 Elbow | 0.046875 | T | 0.067708 | SerialNumber | WarrantyStartDate | AssetIdentifier | Level : Level 2 | 0.096368 | 1078 | ReplacementCost | M_Pipe Fitting - Generic.csv | Constituents | Pipework Fittings | Finish | Grade | Material | ModelReference | NominalHeight | NominalLength | NominalWidth | ProductionYear | Shape | SustainabilityPerformance | WarrantyDescription | WarrantyDurationLabor | WarrantyDurationParts | Manufacturer | 23.60.30.11.14
61493 | Level 2 | ExpectedLife | 5 | 579354 | New Construction | AccessibilityPerformance | WarrantyGuarantorParts | 90.000000 | FIXED | Hydronic Supply Unit B | CodePerformance | 154881 | 0.093750 | Level 2 | 0.046875 | 61492 | 0.000000 | 61489 | Reference | Standard | 25 mm-25 mm | 61521,61523,61525,61527,61529,61531,61533,154927,154982,154983,154984 | 2lNhgfRZ1DQuhMBHCrJych | Color | 33 | M_Elbow - Generic:Standard:Standard:579354 |  | InstallationDate | 61493 | WarrantyGuarantorLabor | 0.037500 | 0.041010 | 0.082021 | ModelNumber | Features | TagNumber | 0.067708 | BarCode | Hydronic Supply | Regular 45, 90 and 180 Elbow | 0.046875 | T | 0.067708 | SerialNumber | WarrantyStartDate | AssetIdentifier | Level : Level 2 | 0.095200 | 1143 | ReplacementCost | M_Pipe Fitting - Generic.csv | Constituents | Pipework Fittings | Finish | Grade | Material | ModelReference | NominalHeight | NominalLength | NominalWidth | ProductionYear | Shape | SustainabilityPerformance | WarrantyDescription | WarrantyDurationLabor | WarrantyDurationParts | Manufacturer | 23.60.30.11.14
61541 | Level 2 | ExpectedLife | 5 | 579386 | New Construction | AccessibilityPerformance | WarrantyGuarantorParts | 90.000000 | FIXED | Hydronic Supply Unit B | CodePerformance | 154881 | 0.093750 | Level 2 | 0.046875 | 61540 | 0.000000 | 61537 | Reference | Standard | 25 mm-25 mm | 61569,61571,61573,61575,61577,61579,61581,154927,154982,154983,154984 | 2lNhgfRZ1DQuhMBHCrJycB | Color | 33 | M_Elbow - Generic:Standard:Standard:579386 |  | InstallationDate | 61541 | WarrantyGuarantorLabor | 0.037500 | 0.041010 | 0.082021 | ModelNumber | Features | TagNumber | 0.067708 | BarCode | Hydronic Supply | Regular 45, 90 and 180 Elbow | 0.046875 | T | 0.067708 | SerialNumber | WarrantyStartDate | AssetIdentifier | Level : Level 2 | 0.096368 | 1146 | ReplacementCost | M_Pipe Fitting - Generic.csv | Constituents | Pipework Fittings | Finish | Grade | Material | ModelReference | NominalHeight | NominalLength | NominalWidth | ProductionYear | Shape | SustainabilityPerformance | WarrantyDescription | WarrantyDurationLabor | WarrantyDurationParts | Manufacturer | 23.60.30.11.14
61640 | Level 2 | ExpectedLife | 5 | 579514 | New Construction | AccessibilityPerformance | WarrantyGuarantorParts | 90.000000 | FIXED | Hydronic Supply Unit B | CodePerformance | 154881 | 0.093750 | Level 1 | 0.046875 | 61639 | 0.000000 | 61636 | Reference | Standard | 25 mm-25 mm | 61668,61670,61672,61674,61676,61678,61680,154927,154982,154983,154984 | 2lNhgfRZ1DQuhMBHCrJyaB | Color | 33 | M_Elbow - Generic:Standard:Standard:579514 |  | InstallationDate | 61640 | WarrantyGuarantorLabor | 0.037500 | 0.041010 | 0.082021 | ModelNumber | Features | TagNumber | 0.067708 | BarCode | Hydronic Supply | Regular 45, 90 and 180 Elbow | 0.046875 | T | 0.067708 | SerialNumber | WarrantyStartDate | AssetIdentifier | Level : Level 1 | 3.195200 | 1158 | ReplacementCost | M_Pipe Fitting - Generic.csv | Constituents | Pipework Fittings | Finish | Grade | Material | ModelReference | NominalHeight | NominalLength | NominalWidth | ProductionYear | Shape | SustainabilityPerformance | WarrantyDescription | WarrantyDurationLabor | WarrantyDurationParts | Manufacturer | 23.60.30.11.14
64045 | Level 2 | ExpectedLife | 5 | 580397 | New Construction | AccessibilityPerformance | WarrantyGuarantorParts | 89.999742 | FIXED | Hydronic Supply Unit B | CodePerformance | 154881 | 0.093750 | Level 2 | 0.046875 | 64044 | 0.000000 | 64041 | Reference | Standard | 25 mm-25 mm | 64073,64075,64077,64079,64081,64083,64085,154944,154982,154983,154984 | 2$dTH4D0v6UvzO4e0uyqy5 | Color | 33 | M_Elbow - Generic:Standard:Standard:580397 |  | InstallationDate | 64045 | WarrantyGuarantorLabor | 0.037500 | 0.041010 | 0.082021 | ModelNumber | Features | TagNumber | 0.067708 | BarCode | Hydronic Supply | Regular 45, 90 and 180 Elbow | 0.046875 | T | 0.067708 | SerialNumber | WarrantyStartDate | AssetIdentifier | Level : Level 2 | 0.095000 | 1186 | ReplacementCost | M_Pipe Fitting - Generic.csv | Constituents | Pipework Fittings | Finish | Grade | Material | ModelReference | NominalHeight | NominalLength | NominalWidth | ProductionYear | Shape | SustainabilityPerformance | WarrantyDescription | WarrantyDurationLabor | WarrantyDurationParts | Manufacturer | 23.60.30.11.14
65082 | Level 2 | ExpectedLife | 5 | 580417 | New Construction | AccessibilityPerformance | WarrantyGuarantorParts | 89.999736 | FIXED | Hydronic Supply Unit B | CodePerformance | 154881 | 0.093750 | Level 2 | 0.046875 | 65081 | 0.000000 | 65077 | Reference | Standard | 25 mm-25 mm-25 mm | 65111,65113,65115,65117,65119,65121,65123,154945,154979,154980,154981 | 2$dTH4D0v6UvzO4e0uyqzf | Color | 33 | M_Tee - Generic:Standard:Standard:580417 |  | InstallationDate | 65082 | WarrantyGuarantorLabor | 0.037500 | 0.041010 | 0.082021 | ModelNumber | Features | TagNumber | 0.088542 | BarCode | Hydronic Supply | Tee | 0.046875 | T |  | SerialNumber | WarrantyStartDate | AssetIdentifier | Level : Level 2 | 0.095000 | 1192 | ReplacementCost | M_Pipe Fitting - Generic.csv | Constituents | Pipework Fittings | Finish | Grade | Material | ModelReference | NominalHeight | NominalLength | NominalWidth | ProductionYear | Shape | SustainabilityPerformance | WarrantyDescription | WarrantyDurationLabor | WarrantyDurationParts | Manufacturer | 23.60.30.11.14 | 0.088542 | 90.000000
68490 | Level 2 | ExpectedLife | 5 | 581027 | New Construction | AccessibilityPerformance | WarrantyGuarantorParts |  | FIXED | Hydronic Supply Unit B | CodePerformance | 154881 |  | Level 2 |  | 68489 | 0.000000 | 68486 | Reference | Standard | 40 mm-25 mm | 68527,68529,68531,68533,68535,68537,68539,154947,154989,154990,154991 | 2$dTH4D0v6UvzO4e0uyqcB | Color | 33 | M_Transition - Generic:Standard:Standard:581027 |  | InstallationDate | 68490 | WarrantyGuarantorLabor |  |  |  | ModelNumber | Features | TagNumber |  | BarCode | Hydronic Supply | Reducer/Coupling/Union/Increaser |  | T |  | SerialNumber | WarrantyStartDate | AssetIdentifier | Level : Level 2 | 0.094997 | 1200 | ReplacementCost | M_Pipe Fitting - Generic.csv | Constituents | Pipework Fittings | Finish | Grade | Material | ModelReference | NominalHeight | NominalLength | NominalWidth | ProductionYear | Shape | SustainabilityPerformance | WarrantyDescription | WarrantyDurationLabor | WarrantyDurationParts | Manufacturer | 23.60.30.11.14 |  |  | F | T | F | 0.065617 | 0.093750 | 0.177083 | 0.046875 | 0.088542 | 0.082021 | 0.131234 | 10.000000 | 0.177083 | 10.000000 | 0.046875 | 0.088542 | 0.037500 | 0.070833 | 0.041010 | 0.065617 | 0.044271 | 0.065617
70898 | Level 2 | ExpectedLife | 5 | 581029 | New Construction | AccessibilityPerformance | WarrantyGuarantorParts | 89.998395 | FIXED | Hydronic Supply Unit B | CodePerformance | 154881 | 0.093750 | Level 2 | 0.046875 | 70897 | 0.000000 | 70893 | Reference | Standard | 25 mm-25 mm | 70926,70928,70930,70932,70934,70936,70938,154948,154982,154983,154984 | 2$dTH4D0v6UvzO4e0uyqcD | Color | 33 | M_Elbow - Generic:Standard:Standard:581029 |  | InstallationDate | 70898 | WarrantyGuarantorLabor | 0.037500 | 0.041010 | 0.082021 | ModelNumber | Features | TagNumber | 0.067708 | BarCode | Hydronic Supply | Regular 45, 90 and 180 Elbow | 0.046875 | T | 0.067708 | SerialNumber | WarrantyStartDate | AssetIdentifier | Level : Level 2 | 0.094996 | 1201 | ReplacementCost | M_Pipe Fitting - Generic.csv | Constituents | Pipework Fittings | Finish | Grade | Material | ModelReference | NominalHeight | NominalLength | NominalWidth | ProductionYear | Shape | SustainabilityPerformance | WarrantyDescription | WarrantyDurationLabor | WarrantyDurationParts | Manufacturer | 23.60.30.11.14
71126 | Level 2 | ExpectedLife | 5 | 581046 | New Construction | AccessibilityPerformance | WarrantyGuarantorParts |  | FIXED | Hydronic Supply Unit B | CodePerformance | 154881 |  | Level 2 |  | 71125 | 0.000000 | 71122 | Reference | Standard | 40 mm-25 mm | 71163,71165,71167,71169,71171,71173,71175,154940,154989,154990,154991 | 2$dTH4D0v6UvzO4e0uyqcU | Color | 33 | M_Transition - Generic:Standard:Standard:581046 |  | InstallationDate | 71126 | WarrantyGuarantorLabor |  |  |  | ModelNumber | Features | TagNumber |  | BarCode | Hydronic Supply | Reducer/Coupling/Union/Increaser |  | T |  | SerialNumber | WarrantyStartDate | AssetIdentifier | Level : Level 2 | 0.094997 | 1203 | ReplacementCost | M_Pipe Fitting - Generic.csv | Constituents | Pipework Fittings | Finish | Grade | Material | ModelReference | NominalHeight | NominalLength | NominalWidth | ProductionYear | Shape | SustainabilityPerformance | WarrantyDescription | WarrantyDurationLabor | WarrantyDurationParts | Manufacturer | 23.60.30.11.14 |  |  | F | T | F | 0.065617 | 0.093750 | 0.177083 | 0.046875 | 0.088542 | 0.082021 | 0.131234 | 10.000000 | 0.177083 | 10.000000 | 0.046875 | 0.088542 | 0.037500 | 0.070833 | 0.041010 | 0.065617 | 0.044271 | 0.065617
116321 | Level 2 | ExpectedLife | 5 | 606450 | New Construction | AccessibilityPerformance | WarrantyGuarantorParts | 90.000000 | FIXED | Hydronic Return Unit A | CodePerformance | 154881 | 0.093750 | Level 2 | 0.046875 | 116320 | 0.000000 | 116317 | Reference | Standard | 25 mm-25 mm | 116350,116352,116354,116356,116358,116360,116362,154927,154982,154983,154984 | 0kad3Qs5P7DPrbWgfM1o94 | Color | 33 | M_Elbow - Generic:Standard:Standard:606450 |  | InstallationDate | 116321 | WarrantyGuarantorLabor | 0.037500 | 0.041010 | 0.082021 | ModelNumber | Features | TagNumber | 0.067708 | BarCode | Hydronic Supply | Regular 45, 90 and 180 Elbow | 0.046875 | F | 0.067708 | SerialNumber | WarrantyStartDate | AssetIdentifier | Level : Level 2 | 0.095200 | 1409 | ReplacementCost | M_Pipe Fitting - Generic.csv | Constituents | Pipework Fittings | Finish | Grade | Material | ModelReference | NominalHeight | NominalLength | NominalWidth | ProductionYear | Shape | SustainabilityPerformance | WarrantyDescription | WarrantyDurationLabor | WarrantyDurationParts | Manufacturer | 23.60.30.11.14
121479 | Level 2 | ExpectedLife | 5 | 606753 | New Construction | AccessibilityPerformance | WarrantyGuarantorParts | 90.000000 | FIXED | Hydronic Supply Unit B | CodePerformance | 154881 | 0.093750 | Level 1 | 0.046875 | 121478 | 0.000000 | 121475 | Reference | Standard | 25 mm-25 mm | 121507,121509,121511,121513,121515,121517,121519,154927,154982,154983,154984 | 0kad3Qs5P7DPrbWgfM1o2N | Color | 33 | M_Elbow - Generic:Standard:Standard:606753 |  | InstallationDate | 121479 | WarrantyGuarantorLabor | 0.037500 | 0.041010 | 0.082021 | ModelNumber | Features | TagNumber | 0.067708 | BarCode | Hydronic Supply | Regular 45, 90 and 180 Elbow | 0.046875 | F | 0.067708 | SerialNumber | WarrantyStartDate | AssetIdentifier | Level : Level 1 | 3.195200 | 1425 | ReplacementCost | M_Pipe Fitting - Generic.csv | Constituents | Pipework Fittings | Finish | Grade | Material | ModelReference | NominalHeight | NominalLength | NominalWidth | ProductionYear | Shape | SustainabilityPerformance | WarrantyDescription | WarrantyDurationLabor | WarrantyDurationParts | Manufacturer | 23.60.30.11.14
121527 | Level 2 | ExpectedLife | 5 | 606790 | New Construction | AccessibilityPerformance | WarrantyGuarantorParts | 90.000000 | FIXED | Hydronic Supply Unit B | CodePerformance | 154881 | 0.093750 | Level 2 | 0.046875 | 121526 | 0.000000 | 121523 | Reference | Standard | 25 mm-25 mm | 121555,121557,121559,121561,121563,121565,121567,154927,154982,154983,154984 | 0kad3Qs5P7DPrbWgfM1o3m | Color | 33 | M_Elbow - Generic:Standard:Standard:606790 |  | InstallationDate | 121527 | WarrantyGuarantorLabor | 0.037500 | 0.041010 | 0.082021 | ModelNumber | Features | TagNumber | 0.067708 | BarCode | Hydronic Supply | Regular 45, 90 and 180 Elbow | 0.046875 | F | 0.067708 | SerialNumber | WarrantyStartDate | AssetIdentifier | Level : Level 2 | 0.096368 | 1427 | ReplacementCost | M_Pipe Fitting - Generic.csv | Constituents | Pipework Fittings | Finish | Grade | Material | ModelReference | NominalHeight | NominalLength | NominalWidth | ProductionYear | Shape | SustainabilityPerformance | WarrantyDescription | WarrantyDurationLabor | WarrantyDurationParts | Manufacturer | 23.60.30.11.14
123932 | Level 2 | ExpectedLife | 5 | 606821 | New Construction | AccessibilityPerformance | WarrantyGuarantorParts | 90.000001 | FIXED | Hydronic Supply Unit B | CodePerformance | 154881 | 0.093750 | Level 1 | 0.046875 | 123931 | 0.000000 | 123927 | Reference | Standard | 25 mm-25 mm | 123960,123962,123964,123966,123968,123970,123972,154966,154982,154983,154984 | 0kad3Qs5P7DPrbWgfM1o3J | Color | 33 | M_Elbow - Generic:Standard:Standard:606821 |  | InstallationDate | 123932 | WarrantyGuarantorLabor | 0.037500 | 0.041010 | 0.082021 | ModelNumber | Features | TagNumber | 0.067708 | BarCode | Hydronic Supply | Regular 45, 90 and 180 Elbow | 0.046875 | F | 0.067708 | SerialNumber | WarrantyStartDate | AssetIdentifier | Level : Level 1 | 3.195200 | 1428 | ReplacementCost | M_Pipe Fitting - Generic.csv | Constituents | Pipework Fittings | Finish | Grade | Material | ModelReference | NominalHeight | NominalLength | NominalWidth | ProductionYear | Shape | SustainabilityPerformance | WarrantyDescription | WarrantyDurationLabor | WarrantyDurationParts | Manufacturer | 23.60.30.11.14
124030 | Level 2 | ExpectedLife | 5 | 606964 | New Construction | AccessibilityPerformance | WarrantyGuarantorParts | 90.000000 | FIXED | Hydronic Return Unit A | CodePerformance | 154881 | 0.093750 | Level 1 | 0.046875 | 124029 | 0.000000 | 124026 | Reference | Standard | 25 mm-25 mm | 124058,124060,124062,124064,124066,124068,124070,154927,154982,154983,154984 | 0kad3Qs5P7DPrbWgfM1o12 | Color | 33 | M_Elbow - Generic:Standard:Standard:606964 |  | InstallationDate | 124030 | WarrantyGuarantorLabor | 0.037500 | 0.041010 | 0.082021 | ModelNumber | Features | TagNumber | 0.067708 | BarCode | Hydronic Supply | Regular 45, 90 and 180 Elbow | 0.046875 | F | 0.067708 | SerialNumber | WarrantyStartDate | AssetIdentifier | Level : Level 1 | 3.195200 | 1432 | ReplacementCost | M_Pipe Fitting - Generic.csv | Constituents | Pipework Fittings | Finish | Grade | Material | ModelReference | NominalHeight | NominalLength | NominalWidth | ProductionYear | Shape | SustainabilityPerformance | WarrantyDescription | WarrantyDurationLabor | WarrantyDurationParts | Manufacturer | 23.60.30.11.14
151045 | Level 2 | ExpectedLife | 5 | 661148 | New Construction | AccessibilityPerformance | WarrantyGuarantorParts | 90.000000 | FIXED | Hydronic Supply Unit B | CodePerformance | 154881 | 0.093750 | Level 2 | 0.046875 | 151044 | 0.000000 | 151041 | Reference | Standard | 25 mm-25 mm | 151067,151069,151071,151073,151075,151077,151079,154927,154982,154983,154984 | 35FuC650z0JQqQBtV7Zwcd | Color | 33 | M_Elbow - Generic:Standard:Standard:661148 |  |  | 151045 | WarrantyGuarantorLabor | 0.037500 | 0.041010 | 0.082021 | ModelNumber | Features |  | 0.067708 |  | Hydronic Supply | Regular 45, 90 and 180 Elbow | 0.046875 | F | 0.067708 |  |  |  | Level : Level 2 | 0.138099 | 1712 | ReplacementCost | M_Pipe Fitting - Generic.csv | Constituents | Pipework Fittings | Finish | Grade | Material | ModelReference | NominalHeight | NominalLength | NominalWidth | ProductionYear | Shape | SustainabilityPerformance | WarrantyDescription | WarrantyDurationLabor | WarrantyDurationParts | Manufacturer | 23.60.30.11.14
151624 | Level 2 | ExpectedLife | 5 | 661150 | New Construction | AccessibilityPerformance | WarrantyGuarantorParts |  | FIXED | Hydronic Supply Unit B | CodePerformance | 154881 |  | Level 2 |  | 151623 | 0.000000 | 151620 | Reference | Standard | 50 mm-25 mm | 151657,151659,151661,151663,151665,151667,151669,154973,154989,154990,154991 | 35FuC650z0JQqQBtV7Zwcb | Color | 33 | M_Transition - Generic:Standard:Standard:661150 |  |  | 151624 | WarrantyGuarantorLabor |  |  |  | ModelNumber | Features |  |  |  | Hydronic Supply | Reducer/Coupling/Union/Increaser |  | F |  |  |  |  | Level : Level 2 | 0.138099 | 1714 | ReplacementCost | M_Pipe Fitting - Generic.csv | Constituents | Pipework Fittings | Finish | Grade | Material | ModelReference | NominalHeight | NominalLength | NominalWidth | ProductionYear | Shape | SustainabilityPerformance | WarrantyDescription | WarrantyDurationLabor | WarrantyDurationParts | Manufacturer | 23.60.30.11.14 |  |  | T | F | F | 0.041010 | 0.177083 | 0.093750 | 0.088542 | 0.046875 | 0.164042 | 0.082021 | 10.000000 | 0.177083 | 10.000000 | 0.088542 | 0.046875 | 0.070833 | 0.037500 | 0.082021 | 0.041010 | 0.044271 | 0.041010
151677 | Level 2 | ExpectedLife | 5 | 661181 | New Construction | AccessibilityPerformance | WarrantyGuarantorParts | 90.000000 | FIXED | Hydronic Supply Unit B | CodePerformance | 154881 | 0.093750 | Level 2 | 0.046875 | 151676 | 0.000000 | 151673 | Reference | Standard | 25 mm-25 mm | 151699,151701,151703,151705,151707,151709,151711,154927,154982,154983,154984 | 35FuC650z0JQqQBtV7Zwc6 | Color | 33 | M_Elbow - Generic:Standard:Standard:661181 |  |  | 151677 | WarrantyGuarantorLabor | 0.037500 | 0.041010 | 0.082021 | ModelNumber | Features |  | 0.067708 |  | Hydronic Supply | Regular 45, 90 and 180 Elbow | 0.046875 | F | 0.067708 |  |  |  | Level : Level 2 | 0.138099 | 1716 | ReplacementCost | M_Pipe Fitting - Generic.csv | Constituents | Pipework Fittings | Finish | Grade | Material | ModelReference | NominalHeight | NominalLength | NominalWidth | ProductionYear | Shape | SustainabilityPerformance | WarrantyDescription | WarrantyDurationLabor | WarrantyDurationParts | Manufacturer | 23.60.30.11.14
151719 | Level 2 | ExpectedLife | 5 | 661183 | New Construction | AccessibilityPerformance | WarrantyGuarantorParts |  | FIXED | Hydronic Supply Unit B | CodePerformance | 154881 |  | Level 2 |  | 151718 | 0.000000 | 151715 | Reference | Standard | 50 mm-25 mm | 151750,151752,151754,151756,151758,151760,151762,154973,154989,154990,154991 | 35FuC650z0JQqQBtV7Zwc4 | Color | 33 | M_Transition - Generic:Standard:Standard:661183 |  |  | 151719 | WarrantyGuarantorLabor |  |  |  | ModelNumber | Features |  |  |  | Hydronic Supply | Reducer/Coupling/Union/Increaser |  | F |  |  |  |  | Level : Level 2 | 0.138099 | 1718 | ReplacementCost | M_Pipe Fitting - Generic.csv | Constituents | Pipework Fittings | Finish | Grade | Material | ModelReference | NominalHeight | NominalLength | NominalWidth | ProductionYear | Shape | SustainabilityPerformance | WarrantyDescription | WarrantyDurationLabor | WarrantyDurationParts | Manufacturer | 23.60.30.11.14 |  |  | T | F | F | 0.041010 | 0.177083 | 0.093750 | 0.088542 | 0.046875 | 0.164042 | 0.082021 | 10.000000 | 0.177083 | 10.000000 | 0.088542 | 0.046875 | 0.070833 | 0.037500 | 0.082021 | 0.041010 | 0.044271 | 0.041010
152602 | Level 2 | ExpectedLife | 5 | 662982 | New Construction | AccessibilityPerformance | WarrantyGuarantorParts | 90.000000 | FIXED | Hydronic Return Unit A | CodePerformance | 154881 | 0.093750 | Level 2 | 0.046875 | 152601 | 0.000000 | 152598 | Reference | Standard | 25 mm-25 mm | 152624,152626,152628,152630,152632,152634,152636,154927,154982,154983,154984 | 3KBDgq$MvBfR90mp5FRCQd | Color | 33 | M_Elbow - Generic:Standard:Standard:662982 |  |  | 152602 | WarrantyGuarantorLabor | 0.037500 | 0.041010 | 0.082021 | ModelNumber | Features |  | 0.067708 |  | Hydronic Supply | Regular 45, 90 and 180 Elbow | 0.046875 | F | 0.067708 |  |  |  | Level : Level 2 | 0.142057 | 1728 | ReplacementCost | M_Pipe Fitting - Generic.csv | Constituents | Pipework Fittings | Finish | Grade | Material | ModelReference | NominalHeight | NominalLength | NominalWidth | ProductionYear | Shape | SustainabilityPerformance | WarrantyDescription | WarrantyDurationLabor | WarrantyDurationParts | Manufacturer | 23.60.30.11.14
152686 | Level 2 | ExpectedLife | 5 | 663179 | New Construction | AccessibilityPerformance | WarrantyGuarantorParts |  | FIXED | Hydronic Return Unit A | CodePerformance | 154881 |  | Level 2 |  | 152685 | 0.000000 | 152682 | Reference | Standard | 50 mm-25 mm | 152717,152719,152721,152723,152725,152727,152729,154942,154989,154990,154991 | 3KBDgq$MvBfR90mp5FRCNg | Color | 33 | M_Transition - Generic:Standard:Standard:663179 |  |  | 152686 | WarrantyGuarantorLabor |  |  |  | ModelNumber | Features |  |  |  | Hydronic Supply | Reducer/Coupling/Union/Increaser |  | F |  |  |  |  | Level : Level 2 | 0.142057 | 1731 | ReplacementCost | M_Pipe Fitting - Generic.csv | Constituents | Pipework Fittings | Finish | Grade | Material | ModelReference | NominalHeight | NominalLength | NominalWidth | ProductionYear | Shape | SustainabilityPerformance | WarrantyDescription | WarrantyDurationLabor | WarrantyDurationParts | Manufacturer | 23.60.30.11.14 |  |  | F | T | F | 0.082021 | 0.093750 | 0.177083 | 0.046875 | 0.088542 | 0.082021 | 0.164042 | 10.000000 | 0.177083 | 10.000000 | 0.046875 | 0.088542 | 0.037500 | 0.070833 | 0.041010 | 0.082021 | 0.044271 | 0.082021
153462 | Level 2 | ExpectedLife | 5 | 663237 | New Construction | AccessibilityPerformance | WarrantyGuarantorParts |  | FIXED | Hydronic Return Unit A | CodePerformance | 154881 |  | Level 2 |  | 153461 | 0.000000 | 153458 | Reference | Standard | 50 mm-25 mm | 153493,153495,153497,153499,153501,153503,153505,154974,154989,154990,154991 | 3KBDgq$MvBfR90mp5FRCMa | Color | 33 | M_Transition - Generic:Standard:Standard:663237 |  |  | 153462 | WarrantyGuarantorLabor |  |  |  | ModelNumber | Features |  |  |  | Hydronic Supply | Reducer/Coupling/Union/Increaser |  | F |  |  |  |  | Level : Level 2 | 0.142057 | 1734 | ReplacementCost | M_Pipe Fitting - Generic.csv | Constituents | Pipework Fittings | Finish | Grade | Material | ModelReference | NominalHeight | NominalLength | NominalWidth | ProductionYear | Shape | SustainabilityPerformance | WarrantyDescription | WarrantyDurationLabor | WarrantyDurationParts | Manufacturer | 23.60.30.11.14 |  |  | F | T | F | 0.082021 | 0.093750 | 0.177083 | 0.046875 | 0.088542 | 0.082021 | 0.164042 | 10.000000 | 0.177083 | 10.000000 | 0.046875 | 0.088542 | 0.037500 | 0.070833 | 0.041010 | 0.082021 | 0.044271 | 0.082021
153513 | Level 2 | ExpectedLife | 5 | 663239 | New Construction | AccessibilityPerformance | WarrantyGuarantorParts | 90.000000 | FIXED | Hydronic Return Unit A | CodePerformance | 154881 | 0.093750 | Level 2 | 0.046875 | 153512 | 0.000000 | 153509 | Reference | Standard | 25 mm-25 mm | 153535,153537,153539,153541,153543,153545,153547,154927,154982,154983,154984 | 3KBDgq$MvBfR90mp5FRCMc | Color | 33 | M_Elbow - Generic:Standard:Standard:663239 |  |  | 153513 | WarrantyGuarantorLabor | 0.037500 | 0.041010 | 0.082021 | ModelNumber | Features |  | 0.067708 |  | Hydronic Supply | Regular 45, 90 and 180 Elbow | 0.046875 | F | 0.067708 |  |  |  | Level : Level 2 | 0.142057 | 1735 | ReplacementCost | M_Pipe Fitting - Generic.csv | Constituents | Pipework Fittings | Finish | Grade | Material | ModelReference | NominalHeight | NominalLength | NominalWidth | ProductionYear | Shape | SustainabilityPerformance | WarrantyDescription | WarrantyDurationLabor | WarrantyDurationParts | Manufacturer | 23.60.30.11.14
61592 | B203 | ExpectedLife | 5 | 579415 | New Construction | AccessibilityPerformance | WarrantyGuarantorParts | 90.000000 | FIXED | Hydronic Supply Unit B | CodePerformance | 154910 | 0.093750 | Level 2 | 0.046875 | 61591 | 0.000000 | 61585 | Reference | Standard | 25 mm-25 mm | 61620,61622,61624,61626,61628,61630,61632,154927,154982,154983,154984 | 2lNhgfRZ1DQuhMBHCrJydc | Color | 33 | M_Elbow - Generic:Standard:Standard:579415 |  | InstallationDate | 61592 | WarrantyGuarantorLabor | 0.037500 | 0.041010 | 0.082021 | ModelNumber | Features | TagNumber | 0.067708 | BarCode | Hydronic Supply | Regular 45, 90 and 180 Elbow | 0.046875 | T | 0.067708 | SerialNumber | WarrantyStartDate | AssetIdentifier | Level : Level 2 | 0.177800 | 1148 | ReplacementCost | M_Pipe Fitting - Generic.csv | Constituents | Pipework Fittings | Finish | Grade | Material | ModelReference | NominalHeight | NominalLength | NominalWidth | ProductionYear | Shape | SustainabilityPerformance | WarrantyDescription | WarrantyDurationLabor | WarrantyDurationParts | Manufacturer | 23.60.30.11.14
121383 | B203 | ExpectedLife | 5 | 606680 | New Construction | AccessibilityPerformance | WarrantyGuarantorParts | 90.000000 | FIXED | Hydronic Supply Unit B | CodePerformance | 154910 | 0.093750 | Level 2 | 0.046875 | 121382 | 0.000000 | 121376 | Reference | Standard | 25 mm-25 mm | 121411,121413,121415,121417,121419,121421,121423,154927,154982,154983,154984 | 0kad3Qs5P7DPrbWgfM1oDk | Color | 33 | M_Elbow - Generic:Standard:Standard:606680 |  | InstallationDate | 121383 | WarrantyGuarantorLabor | 0.037500 | 0.041010 | 0.082021 | ModelNumber | Features | TagNumber | 0.067708 | BarCode | Hydronic Supply | Regular 45, 90 and 180 Elbow | 0.046875 | F | 0.067708 | SerialNumber | WarrantyStartDate | AssetIdentifier | Level : Level 2 | 0.177800 | 1420 | ReplacementCost | M_Pipe Fitting - Generic.csv | Constituents | Pipework Fittings | Finish | Grade | Material | ModelReference | NominalHeight | NominalLength | NominalWidth | ProductionYear | Shape | SustainabilityPerformance | WarrantyDescription | WarrantyDurationLabor | WarrantyDurationParts | Manufacturer | 23.60.30.11.14
144436 | B203 | ExpectedLife | 5 | 633346 | New Construction | AccessibilityPerformance | WarrantyGuarantorParts | 90.000000 | FIXED | Hydronic Supply Unit B | CodePerformance | 154910 | 0.093750 | Level 2 | 0.046875 | 144435 | 0.000000 | 144429 | Reference | Standard | 25 mm-25 mm | 144458,144460,144462,144464,144466,144468,144470,154927,154982,154983,154984 | 1hCXRdhUr7OhfQKfqcarMy | Color | 33 | M_Elbow - Generic:Standard:Standard:633346 |  |  | 144436 | WarrantyGuarantorLabor | 0.037500 | 0.041010 | 0.082021 | ModelNumber | Features |  | 0.067708 |  | Hydronic Supply | Regular 45, 90 and 180 Elbow | 0.046875 | F | 0.067708 |  |  |  | Level : Level 2 | 0.177800 | 1640 | ReplacementCost | M_Pipe Fitting - Generic.csv | Constituents | Pipework Fittings | Finish | Grade | Material | ModelReference | NominalHeight | NominalLength | NominalWidth | ProductionYear | Shape | SustainabilityPerformance | WarrantyDescription | WarrantyDurationLabor | WarrantyDurationParts | Manufacturer | 23.60.30.11.14
145116 | B203 | ExpectedLife | 5 | 633373 | New Construction | AccessibilityPerformance | WarrantyGuarantorParts | 90.000000 | FIXED | Hydronic Supply Unit B | CodePerformance | 154910 | 0.093750 | Level 2 | 0.046875 | 145115 | 0.000000 | 145109 | Reference | Standard | 25 mm-25 mm | 145138,145140,145142,145144,145146,145148,145150,154927,154982,154983,154984 | 1hCXRdhUr7OhfQKfqcarMZ | Color | 33 | M_Elbow - Generic:Standard:Standard:633373 |  |  | 145116 | WarrantyGuarantorLabor | 0.037500 | 0.041010 | 0.082021 | ModelNumber | Features |  | 0.067708 |  | Hydronic Supply | Regular 45, 90 and 180 Elbow | 0.046875 | F | 0.067708 |  |  |  | Level : Level 2 | 0.177800 | 1649 | ReplacementCost | M_Pipe Fitting - Generic.csv | Constituents | Pipework Fittings | Finish | Grade | Material | ModelReference | NominalHeight | NominalLength | NominalWidth | ProductionYear | Shape | SustainabilityPerformance | WarrantyDescription | WarrantyDurationLabor | WarrantyDurationParts | Manufacturer | 23.60.30.11.14
20404 | A202 | ExpectedLife | 5 | 549727 | New Construction | AccessibilityPerformance | WarrantyGuarantorParts | 90.000000 | FIXED | Hydronic Return Unit A | CodePerformance | 154911 | 0.093750 | Level 2 | 0.046875 | 20403 | 0.000000 | 20397 | Reference | Standard | 25 mm-25 mm | 20432,20434,20436,20438,20440,20442,20444,154927,154982,154983,154984 | 13kXneVBL8egWoGKRJw4br | Color | 33 | M_Elbow - Generic:Standard:Standard:549727 |  | InstallationDate | 20404 | WarrantyGuarantorLabor | 0.037500 | 0.041010 | 0.082021 | ModelNumber | Features | TagNumber | 0.067708 | BarCode | Hydronic Supply | Regular 45, 90 and 180 Elbow | 0.046875 | T | 0.067708 | SerialNumber | WarrantyStartDate | AssetIdentifier | Level : Level 2 | 0.177800 | 602 | ReplacementCost | M_Pipe Fitting - Generic.csv | Constituents | Pipework Fittings | Finish | Grade | Material | ModelReference | NominalHeight | NominalLength | NominalWidth | ProductionYear | Shape | SustainabilityPerformance | WarrantyDescription | WarrantyDurationLabor | WarrantyDurationParts | Manufacturer | 23.60.30.11.14
116472 | A202 | ExpectedLife | 5 | 606552 | New Construction | AccessibilityPerformance | WarrantyGuarantorParts | 90.000000 | FIXED | Hydronic Return Unit A | CodePerformance | 154911 | 0.093750 | Level 1 | 0.046875 | 116471 | 0.000000 | 116465 | Reference | Standard | 25 mm-25 mm | 116500,116502,116504,116506,116508,116510,116512,154927,154982,154983,154984 | 0kad3Qs5P7DPrbWgfM1oFk | Color | 33 | M_Elbow - Generic:Standard:Standard:606552 |  | InstallationDate | 116472 | WarrantyGuarantorLabor | 0.037500 | 0.041010 | 0.082021 | ModelNumber | Features | TagNumber | 0.067708 | BarCode | Hydronic Supply | Regular 45, 90 and 180 Elbow | 0.046875 | F | 0.067708 | SerialNumber | WarrantyStartDate | AssetIdentifier | Level : Level 1 | 3.277800 | 1414 | ReplacementCost | M_Pipe Fitting - Generic.csv | Constituents | Pipework Fittings | Finish | Grade | Material | ModelReference | NominalHeight | NominalLength | NominalWidth | ProductionYear | Shape | SustainabilityPerformance | WarrantyDescription | WarrantyDurationLabor | WarrantyDurationParts | Manufacturer | 23.60.30.11.14
61114 | B205 | ExpectedLife | 5 | 579165 | New Construction | AccessibilityPerformance | WarrantyGuarantorParts |  | FIXED | Hydronic Supply Unit B | CodePerformance | 154914 |  | Level 2 |  | 61113 | 0.000000 | 61107 | Reference | Standard | 40 mm-25 mm | 61151,61153,61155,61157,61159,61161,61163,154940,154989,154990,154991 | 2lNhgfRZ1DQuhMBHCrJyZi | Color | 33 | M_Transition - Generic:Standard:Standard:579165 |  | InstallationDate | 61114 | WarrantyGuarantorLabor |  |  |  | ModelNumber | Features | TagNumber |  | BarCode | Hydronic Supply | Reducer/Coupling/Union/Increaser |  | T |  | SerialNumber | WarrantyStartDate | AssetIdentifier | Level : Level 2 | 0.225087 | 1120 | ReplacementCost | M_Pipe Fitting - Generic.csv | Constituents | Pipework Fittings | Finish | Grade | Material | ModelReference | NominalHeight | NominalLength | NominalWidth | ProductionYear | Shape | SustainabilityPerformance | WarrantyDescription | WarrantyDurationLabor | WarrantyDurationParts | Manufacturer | 23.60.30.11.14 |  |  | F | T | F | 0.065617 | 0.093750 | 0.177083 | 0.046875 | 0.088542 | 0.082021 | 0.131234 | 10.000000 | 0.177083 | 10.000000 | 0.046875 | 0.088542 | 0.037500 | 0.070833 | 0.041010 | 0.065617 | 0.044271 | 0.065617
61436 | B205 | ExpectedLife | 5 | 579263 | New Construction | AccessibilityPerformance | WarrantyGuarantorParts |  | FIXED | Hydronic Supply Unit B | CodePerformance | 154914 |  | Level 2 |  | 61435 | 0.000000 | 61429 | Reference | Standard | 50 mm-25 mm | 61473,61475,61477,61479,61481,61483,61485,154942,154989,154990,154991 | 2lNhgfRZ1DQuhMBHCrJyWE | Color | 33 | M_Transition - Generic:Standard:Standard:579263 |  | InstallationDate | 61436 | WarrantyGuarantorLabor |  |  |  | ModelNumber | Features | TagNumber |  | BarCode | Hydronic Supply | Reducer/Coupling/Union/Increaser |  | T |  | SerialNumber | WarrantyStartDate | AssetIdentifier | Level : Level 2 | 0.286500 | 1132 | ReplacementCost | M_Pipe Fitting - Generic.csv | Constituents | Pipework Fittings | Finish | Grade | Material | ModelReference | NominalHeight | NominalLength | NominalWidth | ProductionYear | Shape | SustainabilityPerformance | WarrantyDescription | WarrantyDurationLabor | WarrantyDurationParts | Manufacturer | 23.60.30.11.14 |  |  | F | T | F | 0.082021 | 0.093750 | 0.177083 | 0.046875 | 0.088542 | 0.082021 | 0.164042 | 10.000000 | 0.177083 | 10.000000 | 0.046875 | 0.088542 | 0.037500 | 0.070833 | 0.041010 | 0.082021 | 0.044271 | 0.082021
73902 | B205 | ExpectedLife | 5 | 581164 | New Construction | AccessibilityPerformance | WarrantyGuarantorParts | 90.000000 | FIXED | Hydronic Supply Unit B | CodePerformance | 154914 | 0.093750 | Level 2 | 0.046875 | 73901 | 0.000000 | 73895 | Reference | Standard | 40 mm-40 mm | 73930,73932,73934,73936,73938,73940,73942,154949,154982,154983,154984 | 2$dTH4D0v6UvzO4e0uyqe4 | Color | 33 | M_Elbow - Generic:Standard:Standard:581164 |  | InstallationDate | 73902 | WarrantyGuarantorLabor | 0.037500 | 0.065617 | 0.131234 | ModelNumber | Features | TagNumber | 0.067708 | BarCode | Hydronic Supply | Regular 45, 90 and 180 Elbow | 0.046875 | T | 0.067708 | SerialNumber | WarrantyStartDate | AssetIdentifier | Level : Level 2 | 0.654000 | 1207 | ReplacementCost | M_Pipe Fitting - Generic.csv | Constituents | Pipework Fittings | Finish | Grade | Material | ModelReference | NominalHeight | NominalLength | NominalWidth | ProductionYear | Shape | SustainabilityPerformance | WarrantyDescription | WarrantyDurationLabor | WarrantyDurationParts | Manufacturer | 23.60.30.11.14
74894 | B205 | ExpectedLife | 5 | 584239 | New Construction | AccessibilityPerformance | WarrantyGuarantorParts |  | FIXED | Hydronic Supply Unit B | CodePerformance | 154914 |  | Level 2 |  | 74893 | 0.000000 | 74887 | Reference | Standard | 50 mm-25 mm | 74931,74933,74935,74937,74939,74941,74943,154942,154989,154990,154991 | 0qyCvw_7DFevbJit6TEzge | Color | 33 | M_Transition - Generic:Standard:Standard:584239 |  | InstallationDate | 74894 | WarrantyGuarantorLabor |  |  |  | ModelNumber | Features | TagNumber |  | BarCode | Hydronic Supply | Reducer/Coupling/Union/Increaser |  | T |  | SerialNumber | WarrantyStartDate | AssetIdentifier | Level : Level 2 | 0.503394 | 1009 | ReplacementCost | M_Pipe Fitting - Generic.csv | Constituents | Pipework Fittings | Finish | Grade | Material | ModelReference | NominalHeight | NominalLength | NominalWidth | ProductionYear | Shape | SustainabilityPerformance | WarrantyDescription | WarrantyDurationLabor | WarrantyDurationParts | Manufacturer | 23.60.30.11.14 |  |  | F | T | F | 0.082021 | 0.093750 | 0.177083 | 0.046875 | 0.088542 | 0.082021 | 0.164042 | 10.000000 | 0.177083 | 10.000000 | 0.046875 | 0.088542 | 0.037500 | 0.070833 | 0.041010 | 0.082021 | 0.044271 | 0.082021
74954 | B205 | ExpectedLife | 5 | 584240 | New Construction | AccessibilityPerformance | WarrantyGuarantorParts | 90.000000 | FIXED | Hydronic Supply Unit B | CodePerformance | 154914 | 0.093750 | Level 2 | 0.046875 | 74953 | 0.000000 | 74947 | Reference | Standard | 25 mm-25 mm | 74982,74984,74986,74988,74990,74992,74994,154927,154982,154983,154984 | 0qyCvw_7DFevbJit6TEzgt | Color | 33 | M_Elbow - Generic:Standard:Standard:584240 |  | InstallationDate | 74954 | WarrantyGuarantorLabor | 0.037500 | 0.041010 | 0.082021 | ModelNumber | Features | TagNumber | 0.067708 | BarCode | Hydronic Supply | Regular 45, 90 and 180 Elbow | 0.046875 | T | 0.067708 | SerialNumber | WarrantyStartDate | AssetIdentifier | Level : Level 2 | 0.654000 | 1010 | ReplacementCost | M_Pipe Fitting - Generic.csv | Constituents | Pipework Fittings | Finish | Grade | Material | ModelReference | NominalHeight | NominalLength | NominalWidth | ProductionYear | Shape | SustainabilityPerformance | WarrantyDescription | WarrantyDurationLabor | WarrantyDurationParts | Manufacturer | 23.60.30.11.14
75005 | B205 | ExpectedLife | 5 | 584241 | New Construction | AccessibilityPerformance | WarrantyGuarantorParts |  | FIXED | Hydronic Supply Unit B | CodePerformance | 154914 |  | Level 2 |  | 75004 | 0.000000 | 74998 | Reference | Standard | 40 mm-25 mm | 75042,75044,75046,75048,75050,75052,75054,154940,154989,154990,154991 | 0qyCvw_7DFevbJit6TEzgs | Color | 33 | M_Transition - Generic:Standard:Standard:584241 |  | InstallationDate | 75005 | WarrantyGuarantorLabor |  |  |  | ModelNumber | Features | TagNumber |  | BarCode | Hydronic Supply | Reducer/Coupling/Union/Increaser |  | T |  | SerialNumber | WarrantyStartDate | AssetIdentifier | Level : Level 2 | 0.654000 | 1011 | ReplacementCost | M_Pipe Fitting - Generic.csv | Constituents | Pipework Fittings | Finish | Grade | Material | ModelReference | NominalHeight | NominalLength | NominalWidth | ProductionYear | Shape | SustainabilityPerformance | WarrantyDescription | WarrantyDurationLabor | WarrantyDurationParts | Manufacturer | 23.60.30.11.14 |  |  | F | T | F | 0.065617 | 0.093750 | 0.177083 | 0.046875 | 0.088542 | 0.082021 | 0.131234 | 10.000000 | 0.177083 | 10.000000 | 0.046875 | 0.088542 | 0.037500 | 0.070833 | 0.041010 | 0.065617 | 0.044271 | 0.065617
84397 | B205 | ExpectedLife | 5 | 593346 | New Construction | AccessibilityPerformance | WarrantyGuarantorParts | 90.000000 | FIXED | Hydronic Supply Unit B | CodePerformance | 154914 | 0.093750 | Level 2 | 0.046875 | 84396 | 0.000000 | 84390 | Reference | Standard | 25 mm-25 mm | 84425,84427,84429,84431,84433,84435,84437,154927,154982,154983,154984 | 1LtcpI2_z96RTwNHGZGHd7 | Color | 33 | M_Elbow - Generic:Standard:Standard:593346 |  | InstallationDate | 84397 | WarrantyGuarantorLabor | 0.037500 | 0.041010 | 0.082021 | ModelNumber | Features | TagNumber | 0.067708 | BarCode | Hydronic Supply | Regular 45, 90 and 180 Elbow | 0.046875 | T | 0.067708 | SerialNumber | WarrantyStartDate | AssetIdentifier | Level : Level 2 | 0.548504 | 1097 | ReplacementCost | M_Pipe Fitting - Generic.csv | Constituents | Pipework Fittings | Finish | Grade | Material | ModelReference | NominalHeight | NominalLength | NominalWidth | ProductionYear | Shape | SustainabilityPerformance | WarrantyDescription | WarrantyDurationLabor | WarrantyDurationParts | Manufacturer | 23.60.30.11.14
84448 | B205 | ExpectedLife | 5 | 593348 | New Construction | AccessibilityPerformance | WarrantyGuarantorParts | 90.000000 | FIXED | Hydronic Supply Unit B | CodePerformance | 154914 | 0.093750 | Level 2 | 0.046875 | 84447 | 0.000000 | 84441 | Reference | Standard | 25 mm-25 mm-25 mm | 84477,84479,84481,84483,84485,84487,84489,154928,154979,154980,154981 | 1LtcpI2_z96RTwNHGZGHd1 | Color | 33 | M_Tee - Generic:Standard:Standard:593348 |  | InstallationDate | 84448 | WarrantyGuarantorLabor | 0.037500 | 0.041010 | 0.082021 | ModelNumber | Features | TagNumber | 0.088542 | BarCode | Hydronic Supply | Tee | 0.046875 | T |  | SerialNumber | WarrantyStartDate | AssetIdentifier | Level : Level 2 | 0.548504 | 1099 | ReplacementCost | M_Pipe Fitting - Generic.csv | Constituents | Pipework Fittings | Finish | Grade | Material | ModelReference | NominalHeight | NominalLength | NominalWidth | ProductionYear | Shape | SustainabilityPerformance | WarrantyDescription | WarrantyDurationLabor | WarrantyDurationParts | Manufacturer | 23.60.30.11.14 | 0.088542 | 90.000000
149582 | B205 | ExpectedLife | 5 | 658559 | New Construction | AccessibilityPerformance | WarrantyGuarantorParts | 90.000000 | FIXED | Hydronic Supply Unit B | CodePerformance | 154914 | 0.093750 | Level 2 | 0.046875 | 149581 | 0.000000 | 149575 | Reference | Standard | 25 mm-25 mm-25 mm | 149605,149607,149609,149611,149613,149615,149617,154928,154979,154980,154981 | 3OrVHoTcH9FgZNjPoI6sHO | Color | 33 | M_Tee - Generic:Standard:Standard:658559 |  |  | 149582 | WarrantyGuarantorLabor | 0.037500 | 0.041010 | 0.082021 | ModelNumber | Features |  | 0.088542 |  | Hydronic Supply | Tee | 0.046875 | F |  |  |  |  | Level : Level 2 | 0.225087 | 1675 | ReplacementCost | M_Pipe Fitting - Generic.csv | Constituents | Pipework Fittings | Finish | Grade | Material | ModelReference | NominalHeight | NominalLength | NominalWidth | ProductionYear | Shape | SustainabilityPerformance | WarrantyDescription | WarrantyDurationLabor | WarrantyDurationParts | Manufacturer | 23.60.30.11.14 | 0.088542 | 90.000000
154165 | B205 | ExpectedLife | 5 | 696231 | New Construction | AccessibilityPerformance | WarrantyGuarantorParts | 90.000000 | FIXED | Hydronic Supply Unit B | CodePerformance | 154914 | 0.093750 | Level 2 | 0.046875 | 154164 | 0.000000 | 154156 | Reference | Standard | 25 mm-25 mm | 154187,154189,154191,154193,154195,154197,154199,154927,154982,154983,154984 | 3gHJfJe9T5U82nTMeWaQVw | Color | 33 | M_Elbow - Generic:Standard:Standard:696231 |  |  | 154165 | WarrantyGuarantorLabor | 0.037500 | 0.041010 | 0.082021 | ModelNumber | Features |  | 0.067708 |  | Hydronic Supply | Regular 45, 90 and 180 Elbow | 0.046875 | F | 0.067708 |  |  |  | Level : Level 2 | 0.530900 | 1755 | ReplacementCost | M_Pipe Fitting - Generic.csv | Constituents | Pipework Fittings | Finish | Grade | Material | ModelReference | NominalHeight | NominalLength | NominalWidth | ProductionYear | Shape | SustainabilityPerformance | WarrantyDescription | WarrantyDurationLabor | WarrantyDurationParts | Manufacturer | 23.60.30.11.14
154815 | B205 | ExpectedLife | 5 | 696282 | New Construction | AccessibilityPerformance | WarrantyGuarantorParts | 7.285056 | FIXED | Hydronic Supply Unit B | CodePerformance | 154914 | 0.093750 | Level 2 | 0.046875 | 154814 | 0.000000 | 154806 | Reference | Standard | 25 mm-25 mm | 154837,154839,154841,154843,154845,154847,154849,154975,154982,154983,154984 | 3gHJfJe9T5U82nTMeWaQU7 | Color | 33 | M_Elbow - Generic:Standard:Standard:696282 |  |  | 154815 | WarrantyGuarantorLabor | 0.002387 | 0.041010 | 0.082021 | ModelNumber | Features |  | 0.004310 |  | Hydronic Supply | Regular 45, 90 and 180 Elbow | 0.046875 | F | 0.067708 |  |  |  | Level : Level 2 | 0.530900 | 1758 | ReplacementCost | M_Pipe Fitting - Generic.csv | Constituents | Pipework Fittings | Finish | Grade | Material | ModelReference | NominalHeight | NominalLength | NominalWidth | ProductionYear | Shape | SustainabilityPerformance | WarrantyDescription | WarrantyDurationLabor | WarrantyDurationParts | Manufacturer | 23.60.30.11.14
53744 | A205 | ExpectedLife | 5 | 578414 | New Construction | AccessibilityPerformance | WarrantyGuarantorParts |  | FIXED | Hydronic Return Unit A | CodePerformance | 154916 |  | Level 2 |  | 53743 | 0.000000 | 53737 | Reference | Standard | 40 mm-25 mm | 53781,53783,53785,53787,53789,53791,53793,154940,154989,154990,154991 | 09MuOLFfP2PBERh1jIFpFX | Color | 33 | M_Transition - Generic:Standard:Standard:578414 |  | InstallationDate | 53744 | WarrantyGuarantorLabor |  |  |  | ModelNumber | Features | TagNumber |  | BarCode | Hydronic Supply | Reducer/Coupling/Union/Increaser |  | T |  | SerialNumber | WarrantyStartDate | AssetIdentifier | Level : Level 2 | 0.222200 | 1035 | ReplacementCost | M_Pipe Fitting - Generic.csv | Constituents | Pipework Fittings | Finish | Grade | Material | ModelReference | NominalHeight | NominalLength | NominalWidth | ProductionYear | Shape | SustainabilityPerformance | WarrantyDescription | WarrantyDurationLabor | WarrantyDurationParts | Manufacturer | 23.60.30.11.14 |  |  | F | T | F | 0.065617 | 0.093750 | 0.177083 | 0.046875 | 0.088542 | 0.082021 | 0.131234 | 10.000000 | 0.177083 | 10.000000 | 0.046875 | 0.088542 | 0.037500 | 0.070833 | 0.041010 | 0.065617 | 0.044271 | 0.065617
57115 | A205 | ExpectedLife | 5 | 578596 | New Construction | AccessibilityPerformance | WarrantyGuarantorParts | 90.000000 | FIXED | Hydronic Return Unit A | CodePerformance | 154916 | 0.093750 | Level 2 | 0.046875 | 57114 | 0.000000 | 57108 | Reference | Standard | 25 mm-25 mm | 57143,57145,57147,57149,57151,57153,57155,154927,154982,154983,154984 | 09MuOLFfP2PBERh1jIFpIh | Color | 33 | M_Elbow - Generic:Standard:Standard:578596 |  | InstallationDate | 57115 | WarrantyGuarantorLabor | 0.037500 | 0.041010 | 0.082021 | ModelNumber | Features | TagNumber | 0.067708 | BarCode | Hydronic Supply | Regular 45, 90 and 180 Elbow | 0.046875 | T | 0.067708 | SerialNumber | WarrantyStartDate | AssetIdentifier | Level : Level 2 | 0.654000 | 1057 | ReplacementCost | M_Pipe Fitting - Generic.csv | Constituents | Pipework Fittings | Finish | Grade | Material | ModelReference | NominalHeight | NominalLength | NominalWidth | ProductionYear | Shape | SustainabilityPerformance | WarrantyDescription | WarrantyDurationLabor | WarrantyDurationParts | Manufacturer | 23.60.30.11.14
57166 | A205 | ExpectedLife | 5 | 578598 | New Construction | AccessibilityPerformance | WarrantyGuarantorParts | 90.000000 | FIXED | Hydronic Return Unit A | CodePerformance | 154916 | 0.093750 | Level 2 | 0.046875 | 57165 | 0.000000 | 57159 | Reference | Standard | 25 mm-25 mm | 57194,57196,57198,57200,57202,57204,57206,154927,154982,154983,154984 | 09MuOLFfP2PBERh1jIFpIf | Color | 33 | M_Elbow - Generic:Standard:Standard:578598 |  | InstallationDate | 57166 | WarrantyGuarantorLabor | 0.037500 | 0.041010 | 0.082021 | ModelNumber | Features | TagNumber | 0.067708 | BarCode | Hydronic Supply | Regular 45, 90 and 180 Elbow | 0.046875 | T | 0.067708 | SerialNumber | WarrantyStartDate | AssetIdentifier | Level : Level 2 | 0.654000 | 1059 | ReplacementCost | M_Pipe Fitting - Generic.csv | Constituents | Pipework Fittings | Finish | Grade | Material | ModelReference | NominalHeight | NominalLength | NominalWidth | ProductionYear | Shape | SustainabilityPerformance | WarrantyDescription | WarrantyDurationLabor | WarrantyDurationParts | Manufacturer | 23.60.30.11.14
57217 | A205 | ExpectedLife | 5 | 578599 | New Construction | AccessibilityPerformance | WarrantyGuarantorParts |  | FIXED | Hydronic Return Unit A | CodePerformance | 154916 |  | Level 2 |  | 57216 | 0.000000 | 57210 | Reference | Standard | 40 mm-25 mm | 57254,57256,57258,57260,57262,57264,57266,154940,154989,154990,154991 | 09MuOLFfP2PBERh1jIFpIe | Color | 33 | M_Transition - Generic:Standard:Standard:578599 |  | InstallationDate | 57217 | WarrantyGuarantorLabor |  |  |  | ModelNumber | Features | TagNumber |  | BarCode | Hydronic Supply | Reducer/Coupling/Union/Increaser |  | T |  | SerialNumber | WarrantyStartDate | AssetIdentifier | Level : Level 2 | 0.654000 | 1060 | ReplacementCost | M_Pipe Fitting - Generic.csv | Constituents | Pipework Fittings | Finish | Grade | Material | ModelReference | NominalHeight | NominalLength | NominalWidth | ProductionYear | Shape | SustainabilityPerformance | WarrantyDescription | WarrantyDurationLabor | WarrantyDurationParts | Manufacturer | 23.60.30.11.14 |  |  | F | T | F | 0.065617 | 0.093750 | 0.177083 | 0.046875 | 0.088542 | 0.082021 | 0.131234 | 10.000000 | 0.177083 | 10.000000 | 0.046875 | 0.088542 | 0.037500 | 0.070833 | 0.041010 | 0.065617 | 0.044271 | 0.065617
58050 | A205 | ExpectedLife | 5 | 578610 | New Construction | AccessibilityPerformance | WarrantyGuarantorParts |  | FIXED | Hydronic Return Unit A | CodePerformance | 154916 |  | Level 2 |  | 58049 | 0.000000 | 58043 | Reference | Standard | 50 mm-25 mm | 58087,58089,58091,58093,58095,58097,58099,154942,154989,154990,154991 | 09MuOLFfP2PBERh1jIFpIz | Color | 33 | M_Transition - Generic:Standard:Standard:578610 |  | InstallationDate | 58050 | WarrantyGuarantorLabor |  |  |  | ModelNumber | Features | TagNumber |  | BarCode | Hydronic Supply | Reducer/Coupling/Union/Increaser |  | T |  | SerialNumber | WarrantyStartDate | AssetIdentifier | Level : Level 2 | 0.282325 | 1061 | ReplacementCost | M_Pipe Fitting - Generic.csv | Constituents | Pipework Fittings | Finish | Grade | Material | ModelReference | NominalHeight | NominalLength | NominalWidth | ProductionYear | Shape | SustainabilityPerformance | WarrantyDescription | WarrantyDurationLabor | WarrantyDurationParts | Manufacturer | 23.60.30.11.14 |  |  | F | T | F | 0.082021 | 0.093750 | 0.177083 | 0.046875 | 0.088542 | 0.082021 | 0.164042 | 10.000000 | 0.177083 | 10.000000 | 0.046875 | 0.088542 | 0.037500 | 0.070833 | 0.041010 | 0.082021 | 0.044271 | 0.082021
58110 | A205 | ExpectedLife | 5 | 578611 | New Construction | AccessibilityPerformance | WarrantyGuarantorParts |  | FIXED | Hydronic Return Unit A | CodePerformance | 154916 |  | Level 2 |  | 58109 | 0.000000 | 58103 | Reference | Standard | 50 mm-25 mm | 58147,58149,58151,58153,58155,58157,58159,154942,154989,154990,154991 | 09MuOLFfP2PBERh1jIFpIy | Color | 33 | M_Transition - Generic:Standard:Standard:578611 |  | InstallationDate | 58110 | WarrantyGuarantorLabor |  |  |  | ModelNumber | Features | TagNumber |  | BarCode | Hydronic Supply | Reducer/Coupling/Union/Increaser |  | T |  | SerialNumber | WarrantyStartDate | AssetIdentifier | Level : Level 2 | 0.460325 | 1062 | ReplacementCost | M_Pipe Fitting - Generic.csv | Constituents | Pipework Fittings | Finish | Grade | Material | ModelReference | NominalHeight | NominalLength | NominalWidth | ProductionYear | Shape | SustainabilityPerformance | WarrantyDescription | WarrantyDurationLabor | WarrantyDurationParts | Manufacturer | 23.60.30.11.14 |  |  | F | T | F | 0.082021 | 0.093750 | 0.177083 | 0.046875 | 0.088542 | 0.082021 | 0.164042 | 10.000000 | 0.177083 | 10.000000 | 0.046875 | 0.088542 | 0.037500 | 0.070833 | 0.041010 | 0.082021 | 0.044271 | 0.082021
85038 | A205 | ExpectedLife | 5 | 593705 | New Construction | AccessibilityPerformance | WarrantyGuarantorParts | 90.000000 | FIXED | Hydronic Return Unit A | CodePerformance | 154916 | 0.093750 | Level 2 | 0.046875 | 85037 | 0.000000 | 85031 | Reference | Standard | 25 mm-25 mm-25 mm | 85067,85069,85071,85073,85075,85077,85079,154928,154979,154980,154981 | 2gWwY8cwDExg6tt0HBFucj | Color | 33 | M_Tee - Generic:Standard:Standard:593705 |  | InstallationDate | 85038 | WarrantyGuarantorLabor | 0.037500 | 0.041010 | 0.082021 | ModelNumber | Features | TagNumber | 0.088542 | BarCode | Hydronic Supply | Tee | 0.046875 | T |  | SerialNumber | WarrantyStartDate | AssetIdentifier | Level : Level 2 | 0.573572 | 1111 | ReplacementCost | M_Pipe Fitting - Generic.csv | Constituents | Pipework Fittings | Finish | Grade | Material | ModelReference | NominalHeight | NominalLength | NominalWidth | ProductionYear | Shape | SustainabilityPerformance | WarrantyDescription | WarrantyDurationLabor | WarrantyDurationParts | Manufacturer | 23.60.30.11.14 | 0.088542 | 90.000000
85354 | A205 | ExpectedLife | 5 | 594163 | New Construction | AccessibilityPerformance | WarrantyGuarantorParts | 90.000000 | FIXED | Hydronic Return Unit A | CodePerformance | 154916 | 0.093750 | Level 2 | 0.046875 | 85353 | 0.000000 | 85347 | Reference | Standard | 25 mm-25 mm | 85382,85384,85386,85388,85390,85392,85394,154927,154982,154983,154984 | 2gWwY8cwDExg6tt0HBFvPt | Color | 33 | M_Elbow - Generic:Standard:Standard:594163 |  | InstallationDate | 85354 | WarrantyGuarantorLabor | 0.037500 | 0.041010 | 0.082021 | ModelNumber | Features | TagNumber | 0.067708 | BarCode | Hydronic Supply | Regular 45, 90 and 180 Elbow | 0.046875 | T | 0.067708 | SerialNumber | WarrantyStartDate | AssetIdentifier | Level : Level 2 | 0.573572 | 1126 | ReplacementCost | M_Pipe Fitting - Generic.csv | Constituents | Pipework Fittings | Finish | Grade | Material | ModelReference | NominalHeight | NominalLength | NominalWidth | ProductionYear | Shape | SustainabilityPerformance | WarrantyDescription | WarrantyDurationLabor | WarrantyDurationParts | Manufacturer | 23.60.30.11.14
151773 | A205 | ExpectedLife | 5 | 661546 | New Construction | AccessibilityPerformance | WarrantyGuarantorParts | 90.000000 | FIXED | Hydronic Return Unit A | CodePerformance | 154916 | 0.093750 | Level 2 | 0.046875 | 151772 | 0.000000 | 151766 | Reference | Standard | 25 mm-25 mm-25 mm | 151796,151798,151800,151802,151804,151806,151808,154928,154979,154980,154981 | 3KBDgq$MvBfR90mp5FRCDB | Color | 33 | M_Tee - Generic:Standard:Standard:661546 |  |  | 151773 | WarrantyGuarantorLabor | 0.037500 | 0.041010 | 0.082021 | ModelNumber | Features |  | 0.088542 |  | Hydronic Supply | Tee | 0.046875 | F |  |  |  |  | Level : Level 2 | 0.222200 | 1721 | ReplacementCost | M_Pipe Fitting - Generic.csv | Constituents | Pipework Fittings | Finish | Grade | Material | ModelReference | NominalHeight | NominalLength | NominalWidth | ProductionYear | Shape | SustainabilityPerformance | WarrantyDescription | WarrantyDurationLabor | WarrantyDurationParts | Manufacturer | 23.60.30.11.14 | 0.088542 | 90.000000
152217 | A205 | ExpectedLife | 5 | 662834 | New Construction | AccessibilityPerformance | WarrantyGuarantorParts | 90.000000 | FIXED | Hydronic Return Unit A | CodePerformance | 154916 | 0.093750 | Level 2 | 0.046875 | 152216 | 0.000000 | 152209 | Reference | Standard | 25 mm-25 mm | 152239,152241,152243,152245,152247,152249,152251,154927,154982,154983,154984 | 3KBDgq$MvBfR90mp5FRCPJ | Color | 33 | M_Elbow - Generic:Standard:Standard:662834 |  |  | 152217 | WarrantyGuarantorLabor | 0.037500 | 0.041010 | 0.082021 | ModelNumber | Features |  | 0.067708 |  | Hydronic Supply | Regular 45, 90 and 180 Elbow | 0.046875 | F | 0.067708 |  |  |  | Level : Level 2 | 0.411895 | 1724 | ReplacementCost | M_Pipe Fitting - Generic.csv | Constituents | Pipework Fittings | Finish | Grade | Material | ModelReference | NominalHeight | NominalLength | NominalWidth | ProductionYear | Shape | SustainabilityPerformance | WarrantyDescription | WarrantyDurationLabor | WarrantyDurationParts | Manufacturer | 23.60.30.11.14
49909 | A201 | ExpectedLife | 5 | 577875 | New Construction | AccessibilityPerformance | WarrantyGuarantorParts | 90.000000 | FIXED | Hydronic Return Unit A | CodePerformance | 154917 | 0.093750 | Level 2 | 0.046875 | 49908 | 0.000000 | 49902 | Reference | Standard | 25 mm-25 mm | 49937,49939,49941,49943,49945,49947,49949,154927,154982,154983,154984 | 1LorUkoirEpRE75085bOyg | Color | 33 | M_Elbow - Generic:Standard:Standard:577875 |  | InstallationDate | 49909 | WarrantyGuarantorLabor | 0.037500 | 0.041010 | 0.082021 | ModelNumber | Features | TagNumber | 0.067708 | BarCode | Hydronic Supply | Regular 45, 90 and 180 Elbow | 0.046875 | T | 0.067708 | SerialNumber | WarrantyStartDate | AssetIdentifier | Level : Level 2 | 0.177800 | 973 | ReplacementCost | M_Pipe Fitting - Generic.csv | Constituents | Pipework Fittings | Finish | Grade | Material | ModelReference | NominalHeight | NominalLength | NominalWidth | ProductionYear | Shape | SustainabilityPerformance | WarrantyDescription | WarrantyDurationLabor | WarrantyDurationParts | Manufacturer | 23.60.30.11.14
116421 | A201 | ExpectedLife | 5 | 606523 | New Construction | AccessibilityPerformance | WarrantyGuarantorParts | 90.000000 | FIXED | Hydronic Return Unit A | CodePerformance | 154917 | 0.093750 | Level 2 | 0.046875 | 116420 | 0.000000 | 116414 | Reference | Standard | 25 mm-25 mm | 116449,116451,116453,116455,116457,116459,116461,154927,154982,154983,154984 | 0kad3Qs5P7DPrbWgfM1oED | Color | 33 | M_Elbow - Generic:Standard:Standard:606523 |  | InstallationDate | 116421 | WarrantyGuarantorLabor | 0.037500 | 0.041010 | 0.082021 | ModelNumber | Features | TagNumber | 0.067708 | BarCode | Hydronic Supply | Regular 45, 90 and 180 Elbow | 0.046875 | F | 0.067708 | SerialNumber | WarrantyStartDate | AssetIdentifier | Level : Level 2 | 0.177800 | 1413 | ReplacementCost | M_Pipe Fitting - Generic.csv | Constituents | Pipework Fittings | Finish | Grade | Material | ModelReference | NominalHeight | NominalLength | NominalWidth | ProductionYear | Shape | SustainabilityPerformance | WarrantyDescription | WarrantyDurationLabor | WarrantyDurationParts | Manufacturer | 23.60.30.11.14
132259 | A203 | ExpectedLife | 5 | 631907 | New Construction | AccessibilityPerformance | WarrantyGuarantorParts | 90.000000 | FIXED | Hydronic Return Unit A | CodePerformance | 154918 | 0.093750 | Level 2 | 0.046875 | 132258 | 0.000000 | 132252 | Reference | Standard | 25 mm-25 mm | 132281,132283,132285,132287,132289,132291,132293,154927,154982,154983,154984 | 0DnvxkL756Y97TD6P8aumg | Color | 33 | M_Elbow - Generic:Standard:Standard:631907 |  |  | 132259 | WarrantyGuarantorLabor | 0.037500 | 0.041010 | 0.082021 | ModelNumber | Features |  | 0.067708 |  | Hydronic Supply | Regular 45, 90 and 180 Elbow | 0.046875 | F | 0.067708 |  |  |  | Level : Level 2 | 0.177800 | 1528 | ReplacementCost | M_Pipe Fitting - Generic.csv | Constituents | Pipework Fittings | Finish | Grade | Material | ModelReference | NominalHeight | NominalLength | NominalWidth | ProductionYear | Shape | SustainabilityPerformance | WarrantyDescription | WarrantyDurationLabor | WarrantyDurationParts | Manufacturer | 23.60.30.11.14
135646 | A203 | ExpectedLife | 5 | 631992 | New Construction | AccessibilityPerformance | WarrantyGuarantorParts | 90.000000 | FIXED | Hydronic Return Unit A | CodePerformance | 154918 | 0.093750 | Level 2 | 0.046875 | 135645 | 0.000000 | 135639 | Reference | Standard | 25 mm-25 mm | 135668,135670,135672,135674,135676,135678,135680,154927,154982,154983,154984 | 0DnvxkL756Y97TD6P8aupn | Color | 33 | M_Elbow - Generic:Standard:Standard:631992 |  |  | 135646 | WarrantyGuarantorLabor | 0.037500 | 0.041010 | 0.082021 | ModelNumber | Features |  | 0.067708 |  | Hydronic Supply | Regular 45, 90 and 180 Elbow | 0.046875 | F | 0.067708 |  |  |  | Level : Level 2 | 0.177800 | 1558 | ReplacementCost | M_Pipe Fitting - Generic.csv | Constituents | Pipework Fittings | Finish | Grade | Material | ModelReference | NominalHeight | NominalLength | NominalWidth | ProductionYear | Shape | SustainabilityPerformance | WarrantyDescription | WarrantyDurationLabor | WarrantyDurationParts | Manufacturer | 23.60.30.11.14
115946 | Roof | ExpectedLife | 1 | 602990 | New Construction | AccessibilityPerformance | WarrantyGuarantorParts | 45.000000 | FIXED | Unit B Mechanical Exhaust Air | CodePerformance | 154889 |  | Level 2 | 0.410105 | 115945 | 0.000000 | 115942 | Reference | 45 Degree | 250x250-250 | 116037,116039,116041,116043,116045,116047,116049,154963,154992,154993,154994 | 3KNPGroYLBcOSeaFL19yHg | Color | 33 | M_Rectangular to Round Transition - Angle:45 Degree:45 Degree:602990 |  | InstallationDate | 115946 | WarrantyGuarantorLabor |  |  |  | ModelNumber | Features | TagNumber |  | BarCode | Exhaust Air |  |  | T |  | SerialNumber | WarrantyStartDate | AssetIdentifier | Level : Level 2 | 3.420500 | 25 | ReplacementCost |  | Constituents | Air Ductwork | Finish | Grade | Material | ModelReference | NominalHeight | NominalLength | NominalWidth | ProductionYear | Shape | SustainabilityPerformance | WarrantyDescription | WarrantyDurationLabor | WarrantyDurationParts | Manufacturer | 23.75.70.14 | [5 empty] | 0.410105 | [16 empty] | 0.410105 | 0.820210 | 0.000000 | 10.000000 | 0.000000 | 0.410105 | 0.000000 | 0.000000 | 1.000000 | 0.000000 | 0.410105 | 1.000000 | 10.000000 | 0.000000 | 0.205052 | 0.000000 | 0.000000 | 0.000000 | 0.000000 | 0.000000 | -0.000000 | -0.000000 | 0.000000 | 0.000000 | 0.410105 | 0.410105 | 0.000000 | 0.000000 | 0.000000 | 0.820210 | 0.820210 | 0.820210 | 0.820210 | 0.820210 | -0.034722 | 0.034722 | 0.820210 | 0.000000
116242 | Roof | ExpectedLife | 1 | 603490 | New Construction | AccessibilityPerformance | WarrantyGuarantorParts | 45.000000 | FIXED | Unit A Mechanical Exhaust Air | CodePerformance | 154889 |  | Roof | 0.410105 | 116241 | 0.000000 | 116238 | Reference | 45 Degree | 250x250-250 | 116301,116303,116305,116307,116309,116311,116313,154963,154992,154993,154994 | 3KNPGroYLBcOSeaFL19y9c | Color | 33 | M_Rectangular to Round Transition - Angle:45 Degree:45 Degree:603490 |  | InstallationDate | 116242 | WarrantyGuarantorLabor |  |  |  | ModelNumber | Features | TagNumber |  | BarCode | Exhaust Air |  |  | T |  | SerialNumber | WarrantyStartDate | AssetIdentifier | Level : Roof | 0.520500 | 36 | ReplacementCost |  | Constituents | Air Ductwork | Finish | Grade | Material | ModelReference | NominalHeight | NominalLength | NominalWidth | ProductionYear | Shape | SustainabilityPerformance | WarrantyDescription | WarrantyDurationLabor | WarrantyDurationParts | Manufacturer | 23.75.70.14 | [5 empty] | 0.410105 | [16 empty] | 0.410105 | 0.820210 | 0.000000 | 10.000000 | 0.000000 | 0.410105 | 0.000000 | 0.000000 | 1.000000 | 0.000000 | 0.410105 | 1.000000 | 10.000000 | 0.000000 | 0.205052 | 0.000000 | 0.000000 | 0.000000 | 0.000000 | 0.000000 | 0.000000 | 0.000000 | 0.000000 | 0.000000 | 0.410105 | 0.410105 | 0.000000 | 0.000000 | 0.000000 | 0.820210 | 0.820210 | 0.820210 | 0.820210 | 0.820210 | -0.034722 | 0.034722 | 0.820210 | 0.000000
15985 | Level 1 | ExpectedLife |  | 547487 | New Construction | AccessibilityPerformance | WarrantyGuarantorParts |  | FIXED | Hydronic Return Unit A | CodePerformance | 154873 |  |  |  | 15854 | 0.000000 | 15984 | Reference | Pipe Types:Mechanical Pipe | 25 mm | 16019,16021,16023,16025,16027,16029,154926,155000,155001,155002,155003 | 2N0HEBexr8OuOYHpRXqZ4s | Color | 33 | Pipe Types:Mechanical Pipe:547487 |  | InstallationDate | 15985 | WarrantyGuarantorLabor |  |  |  | ModelNumber | Features | TagNumber |  | BarCode | Hydronic Supply |  |  |  |  | SerialNumber | WarrantyStartDate | AssetIdentifier |  | 0.095200 | 194 | ReplacementCost |  | Constituents |  | Finish | Grade | Carbon Steel | ModelReference | NominalHeight | NominalLength | NominalWidth | ProductionYear | Shape | SustainabilityPerformance | WarrantyDescription | WarrantyDurationLabor | WarrantyDurationParts | Manufacturer | [22 empty] | 0.015663 | [36 empty] | 0.082021 |  | M_Tee - Generic: Standard | Level 1 | 0.000000 | 0.087417 | 0.704675 | 0 | 0.081878 | 0.002119 | 1833.209768 | 1.912001 | 0.034911 | 0.095200 | 0.353043 | 0.036212 | 12 | 0.001230 | 0.109583 | 0 | 0 | 0.095200 | 0.000000 | 0.045720 | Threaded | M_Cross - Generic: Standard | Schedule 40 | M_Elbow - Generic: Standard | 1 | M_Transition - Generic: Standard | M_Coupling - Generic: Standard
16201 | Level 1 | ExpectedLife |  | 547595 | New Construction | AccessibilityPerformance | WarrantyGuarantorParts |  | FIXED | Hydronic Return Unit A | CodePerformance | 154873 |  |  |  | 16034 | 0.000000 | 16200 | Reference | Pipe Types:Mechanical Pipe | 25 mm | 16234,16236,16238,16240,16242,16244,154926,155000,155001,155002,155003 | 2N0HEBexr8OuOYHpRXqZ2Y | Color | 33 | Pipe Types:Mechanical Pipe:547595 |  | InstallationDate | 16201 | WarrantyGuarantorLabor |  |  |  | ModelNumber | Features | TagNumber |  | BarCode | Hydronic Supply |  |  |  |  | SerialNumber | WarrantyStartDate | AssetIdentifier |  | 0.115837 | 196 | ReplacementCost |  | Constituents |  | Finish | Grade | Carbon Steel | ModelReference | NominalHeight | NominalLength | NominalWidth | ProductionYear | Shape | SustainabilityPerformance | WarrantyDescription | WarrantyDurationLabor | WarrantyDurationParts | Manufacturer | [22 empty] | 2.605909 | [36 empty] | 0.082021 |  | M_Tee - Generic: Standard | Level 1 | 0.000000 | 0.087417 | 0.704675 | 0 | 0.115837 | 0.002119 | 1833.209768 | 1.912001 | 0.034911 | 2.721746 | 0.353043 | 6.024671 | 12 | 0.204668 | 0.109583 | 0 | 0 | 0.115837 |  | 0.045720 | Threaded | M_Cross - Generic: Standard | Schedule 40 | M_Elbow - Generic: Standard | 1 | M_Transition - Generic: Standard | M_Coupling - Generic: Standard
16429 | Level 1 | ExpectedLife |  | 547742 | New Construction | AccessibilityPerformance | WarrantyGuarantorParts |  | FIXED | Hydronic Return Unit A | CodePerformance | 154873 |  |  |  | 16298 | 0.000000 | 16428 | Reference | Pipe Types:Mechanical Pipe | 25 mm | 16460,16462,16464,16466,16468,16470,154926,155000,155001,155002,155003 | 2N0HEBexr8OuOYHpRXqZ0t | Color | 33 | Pipe Types:Mechanical Pipe:547742 |  | InstallationDate | 16429 | WarrantyGuarantorLabor |  |  |  | ModelNumber | Features | TagNumber |  | BarCode | Hydronic Supply |  |  |  |  | SerialNumber | WarrantyStartDate | AssetIdentifier |  | 0.115838 | 201 | ReplacementCost |  | Constituents |  | Finish | Grade | Carbon Steel | ModelReference | NominalHeight | NominalLength | NominalWidth | ProductionYear | Shape | SustainabilityPerformance | WarrantyDescription | WarrantyDurationLabor | WarrantyDurationParts | Manufacturer | [22 empty] | 2.605913 | [36 empty] | 0.082021 |  | M_Tee - Generic: Standard | Level 1 | 0.000000 | 0.087417 |  | 1 | 0.115838 | 0.002825 | 2444.279691 | 1.912001 |  | 2.721751 | 0.470724 |  | 7 | 0.204668 | 0.109583 | 0 | 0 | 0.115838 |  | 0.045720 | Threaded | M_Cross - Generic: Standard | Schedule 40 | M_Elbow - Generic: Standard | 1 | M_Transition - Generic: Standard | M_Coupling - Generic: Standard
16786 | Level 1 | ExpectedLife |  | 547802 | New Construction | AccessibilityPerformance | WarrantyGuarantorParts |  | FIXED | Hydronic Return Unit A | CodePerformance | 154873 |  |  |  | 16655 | 0.000000 | 16785 | Reference | Pipe Types:Mechanical Pipe | 25 mm | 16818,16820,16822,16824,16826,16828,154926,155000,155001,155002,155003 | 2N0HEBexr8OuOYHpRXqZ1p | Color | 33 | Pipe Types:Mechanical Pipe:547802 |  | InstallationDate | 16786 | WarrantyGuarantorLabor |  |  |  | ModelNumber | Features | TagNumber |  | BarCode | Hydronic Supply |  |  |  |  | SerialNumber | WarrantyStartDate | AssetIdentifier |  | 0.095200 | 204 | ReplacementCost |  | Constituents |  | Finish | Grade | Carbon Steel | ModelReference | NominalHeight | NominalLength | NominalWidth | ProductionYear | Shape | SustainabilityPerformance | WarrantyDescription | WarrantyDurationLabor | WarrantyDurationParts | Manufacturer | [22 empty] | 0.113622 | [36 empty] | 0.082021 |  | M_Tee - Generic: Standard | Level 1 | 0.000000 | 0.087417 |  | 1 | 0.081878 | 0.002825 | 2444.279691 | 1.912001 |  | 0.095200 | 0.470724 |  | 8 | 0.008924 | 0.109583 | 0 | 0 | 0.095200 | 0.000000 | 0.045720 | Threaded | M_Cross - Generic: Standard | Schedule 40 | M_Elbow - Generic: Standard | 1 | M_Transition - Generic: Standard | M_Coupling - Generic: Standard
16964 | Level 1 | ExpectedLife |  | 547856 | New Construction | AccessibilityPerformance | WarrantyGuarantorParts |  | FIXED | Hydronic Return Unit A | CodePerformance | 154873 |  |  |  | 16833 | 0.000000 | 16963 | Reference | Pipe Types:Mechanical Pipe | 25 mm | 16995,16997,16999,17001,17003,17005,154926,155000,155001,155002,155003 | 2N0HEBexr8OuOYHpRXqZUv | Color | 33 | Pipe Types:Mechanical Pipe:547856 |  | InstallationDate | 16964 | WarrantyGuarantorLabor |  |  |  | ModelNumber | Features | TagNumber |  | BarCode | Hydronic Supply |  |  |  |  | SerialNumber | WarrantyStartDate | AssetIdentifier |  | 0.115837 | 206 | ReplacementCost |  | Constituents |  | Finish | Grade | Carbon Steel | ModelReference | NominalHeight | NominalLength | NominalWidth | ProductionYear | Shape | SustainabilityPerformance | WarrantyDescription | WarrantyDurationLabor | WarrantyDurationParts | Manufacturer | [22 empty] | 2.605918 | [36 empty] | 0.082021 |  | M_Tee - Generic: Standard | Level 1 | 0.000000 | 0.087417 |  | 1 | 0.115837 | 0.002825 | 2444.279691 | 1.912001 |  | 2.721755 | 0.470724 |  | 8 | 0.204668 | 0.109583 | 0 | 0 | 0.115837 |  | 0.045720 | Threaded | M_Cross - Generic: Standard | Schedule 40 | M_Elbow - Generic: Standard | 1 | M_Transition - Generic: Standard | M_Coupling - Generic: Standard
18179 | Level 1 | ExpectedLife |  | 547956 | New Construction | AccessibilityPerformance | WarrantyGuarantorParts |  | FIXED | Hydronic Return Unit A | CodePerformance | 154873 |  |  |  | 18048 | 0.000000 | 18178 | Reference | Pipe Types:Mechanical Pipe | 25 mm | 18212,18214,18216,18218,18220,18222,154926,155000,155001,155002,155003 | 2N0HEBexr8OuOYHpRXqZVT | Color | 33 | Pipe Types:Mechanical Pipe:547956 |  | InstallationDate | 18179 | WarrantyGuarantorLabor |  |  |  | ModelNumber | Features | TagNumber |  | BarCode | Hydronic Supply |  |  |  |  | SerialNumber | WarrantyStartDate | AssetIdentifier |  | 2.728110 | 211 | ReplacementCost |  | Constituents |  | Finish | Grade | Carbon Steel | ModelReference | NominalHeight | NominalLength | NominalWidth | ProductionYear | Shape | SustainabilityPerformance | WarrantyDescription | WarrantyDurationLabor | WarrantyDurationParts | Manufacturer | [22 empty] | 2.612272 | [36 empty] | 0.082021 |  | M_Tee - Generic: Standard | Level 1 | 0.000000 | 0.087417 | 0.469784 | 0 | 0.115837 | 0.001413 | 1222.139845 | 1.912001 | 0.052367 | 0.115837 | 0.235362 | 4.026255 | 14 | 0.205167 | 0.109583 | 0 | 0 | 2.728110 |  | 0.045720 | Threaded | M_Cross - Generic: Standard | Schedule 40 | M_Elbow - Generic: Standard | 1 | M_Transition - Generic: Standard | M_Coupling - Generic: Standard
18358 | Level 1 | ExpectedLife |  | 548047 | New Construction | AccessibilityPerformance | WarrantyGuarantorParts |  | FIXED | Hydronic Return Unit A | CodePerformance | 154873 |  |  |  | 18227 | 0.000000 | 18357 | Reference | Pipe Types:Mechanical Pipe | 25 mm | 18391,18393,18395,18397,18399,18401,154926,155000,155001,155002,155003 | 2N0HEBexr8OuOYHpRXqZTc | Color | 33 | Pipe Types:Mechanical Pipe:548047 |  | InstallationDate | 18358 | WarrantyGuarantorLabor |  |  |  | ModelNumber | Features | TagNumber |  | BarCode | Hydronic Supply |  |  |  |  | SerialNumber | WarrantyStartDate | AssetIdentifier |  | 2.728110 | 214 | ReplacementCost |  | Constituents |  | Finish | Grade | Carbon Steel | ModelReference | NominalHeight | NominalLength | NominalWidth | ProductionYear | Shape | SustainabilityPerformance | WarrantyDescription | WarrantyDurationLabor | WarrantyDurationParts | Manufacturer | [22 empty] | 2.612272 | [36 empty] | 0.082021 |  | M_Tee - Generic: Standard | Level 1 | 0.000000 | 0.087417 | 0.469784 | 0 | 0.115837 | 0.001413 | 1222.139845 | 1.912001 | 0.052367 | 0.115837 | 0.235362 | 4.026255 | 13 | 0.205167 | 0.109583 | 0 | 0 | 2.728110 |  | 0.045720 | Threaded | M_Cross - Generic: Standard | Schedule 40 | M_Elbow - Generic: Standard | 1 | M_Transition - Generic: Standard | M_Coupling - Generic: Standard
21217 | Level 1 | ExpectedLife |  | 550028 | New Construction | AccessibilityPerformance | WarrantyGuarantorParts |  | FIXED | Hydronic Return Unit A | CodePerformance | 154873 |  |  |  | 21086 | 0.000000 | 21216 | Reference | Pipe Types:Mechanical Pipe | 25 mm | 21251,21253,21255,21257,21259,21261,154926,155000,155001,155002,155003 | 13kXneVBL8egWoGKRJw4wc | Color | 33 | Pipe Types:Mechanical Pipe:550028 |  | InstallationDate | 21217 | WarrantyGuarantorLabor |  |  |  | ModelNumber | Features | TagNumber |  | BarCode | Hydronic Supply |  |  |  |  | SerialNumber | WarrantyStartDate | AssetIdentifier |  | 3.195200 | 230 | ReplacementCost |  | Constituents |  | Finish | Grade | Carbon Steel | ModelReference | NominalHeight | NominalLength | NominalWidth | ProductionYear | Shape | SustainabilityPerformance | WarrantyDescription | WarrantyDurationLabor | WarrantyDurationParts | Manufacturer | [22 empty] | 0.063242 | [36 empty] | 0.082021 |  | M_Tee - Generic: Standard | Level 1 | 0.000000 | 0.087417 | 0.469784 | 0 | 3.181878 | 0.001413 | 1222.139845 | 1.912001 | 0.052367 | 3.195200 | 0.235362 | 0.097473 | 16 | 0.004967 | 0.109583 | 0 | 0 | 3.195200 | 0.000000 | 0.045720 | Threaded | M_Cross - Generic: Standard | Schedule 40 | M_Elbow - Generic: Standard | 1 | M_Transition - Generic: Standard | M_Coupling - Generic: Standard
22034 | Level 1 | ExpectedLife |  | 550077 | New Construction | AccessibilityPerformance | WarrantyGuarantorParts |  | FIXED | Hydronic Return Unit A | CodePerformance | 154873 |  |  |  | 21903 | 0.000000 | 22033 | Reference | Pipe Types:Mechanical Pipe | 25 mm | 22068,22070,22072,22074,22076,22078,154926,155000,155001,155002,155003 | 13kXneVBL8egWoGKRJw4wN | Color | 33 | Pipe Types:Mechanical Pipe:550077 |  | InstallationDate | 22034 | WarrantyGuarantorLabor |  |  |  | ModelNumber | Features | TagNumber |  | BarCode | Hydronic Supply |  |  |  |  | SerialNumber | WarrantyStartDate | AssetIdentifier |  | 3.195200 | 235 | ReplacementCost |  | Constituents |  | Finish | Grade | Carbon Steel | ModelReference | NominalHeight | NominalLength | NominalWidth | ProductionYear | Shape | SustainabilityPerformance | WarrantyDescription | WarrantyDurationLabor | WarrantyDurationParts | Manufacturer | [22 empty] | 0.084667 | [36 empty] | 0.082021 |  | M_Tee - Generic: Standard | Level 1 | 0.000000 | 0.087417 | 0.469784 | 0 | 3.181878 | 0.001413 | 1222.139845 | 1.912001 | 0.052367 | 3.195200 | 0.235362 | 0.130495 | 15 | 0.006650 | 0.109583 | 0 | 0 | 3.195200 | 0.000000 | 0.045720 | Threaded | M_Cross - Generic: Standard | Schedule 40 | M_Elbow - Generic: Standard | 1 | M_Transition - Generic: Standard | M_Coupling - Generic: Standard
37173 | Level 1 | ExpectedLife |  | 554945 | New Construction | AccessibilityPerformance | WarrantyGuarantorParts |  | FIXED | Hydronic Return Unit A | CodePerformance | 154873 |  |  |  | 37042 | 0.000000 | 37172 | Reference | Pipe Types:Mechanical Pipe | 25 mm | 37208,37210,37212,37214,37216,37218,154926,155000,155001,155002,155003 | 30rQWjA5vAHvLrGHFTf5_R | Color | 33 | Pipe Types:Mechanical Pipe:554945 |  | InstallationDate | 37173 | WarrantyGuarantorLabor |  |  |  | ModelNumber | Features | TagNumber |  | BarCode | Hydronic Supply |  |  |  |  | SerialNumber | WarrantyStartDate | AssetIdentifier |  | 3.277800 | 251 | ReplacementCost |  | Constituents |  | Finish | Grade | Carbon Steel | ModelReference | NominalHeight | NominalLength | NominalWidth | ProductionYear | Shape | SustainabilityPerformance | WarrantyDescription | WarrantyDurationLabor | WarrantyDurationParts | Manufacturer | [22 empty] | 0.046165 | [36 empty] | 0.082021 |  | M_Tee - Generic: Standard | Level 1 | 0.000000 | 0.087417 | 38.053454 | 2 | 3.264478 | 0.004944 | 4277.489459 | 1.912001 | 0.346273 | 3.277800 | 0.823768 | 5.763571 | 9 | 0.003626 | 0.109583 | 0 | 0 | 3.277800 | 0.000000 | 0.045720 | Threaded | M_Cross - Generic: Standard | Schedule 40 | M_Elbow - Generic: Standard | 1 | M_Transition - Generic: Standard | M_Coupling - Generic: Standard
37354 | Level 1 | ExpectedLife |  | 555449 | New Construction | AccessibilityPerformance | WarrantyGuarantorParts |  | FIXED | Hydronic Return Unit A | CodePerformance | 154873 |  |  |  | 37223 | 0.000000 | 37353 | Reference | Pipe Types:Mechanical Pipe | 25 mm | 37386,37388,37390,37392,37394,37396,154926,155000,155001,155002,155003 | 30rQWjA5vAHvLrGHFTf57Z | Color | 33 | Pipe Types:Mechanical Pipe:555449 |  | InstallationDate | 37354 | WarrantyGuarantorLabor |  |  |  | ModelNumber | Features | TagNumber |  | BarCode | Hydronic Supply |  |  |  |  | SerialNumber | WarrantyStartDate | AssetIdentifier |  | 0.095200 | 252 | ReplacementCost |  | Constituents |  | Finish | Grade | Carbon Steel | ModelReference | NominalHeight | NominalLength | NominalWidth | ProductionYear | Shape | SustainabilityPerformance | WarrantyDescription | WarrantyDurationLabor | WarrantyDurationParts | Manufacturer | [22 empty] | 0.179915 | [36 empty] | 0.082021 |  | M_Tee - Generic: Standard | Level 1 | 0.000000 | 0.087417 |  | 1 | 0.081878 | 0.002825 | 2444.279691 | 1.912001 |  | 0.095200 | 0.470724 |  | 7 | 0.014130 | 0.109583 | 0 | 0 | 0.095200 | 0.000000 | 0.045720 | Threaded | M_Cross - Generic: Standard | Schedule 40 | M_Elbow - Generic: Standard | 1 | M_Transition - Generic: Standard | M_Coupling - Generic: Standard
37532 | Level 1 | ExpectedLife |  | 555856 | New Construction | AccessibilityPerformance | WarrantyGuarantorParts |  | FIXED | Hydronic Return Unit A | CodePerformance | 154873 |  |  |  | 37401 | 0.000000 | 37531 | Reference | Pipe Types:Mechanical Pipe | 25 mm | 37566,37568,37570,37572,37574,37576,154926,155000,155001,155002,155003 | 30rQWjA5vAHvLrGHFTf5CA | Color | 33 | Pipe Types:Mechanical Pipe:555856 |  | InstallationDate | 37532 | WarrantyGuarantorLabor |  |  |  | ModelNumber | Features | TagNumber |  | BarCode | Hydronic Supply |  |  |  |  | SerialNumber | WarrantyStartDate | AssetIdentifier |  | 0.095200 | 254 | ReplacementCost |  | Constituents |  | Finish | Grade | Carbon Steel | ModelReference | NominalHeight | NominalLength | NominalWidth | ProductionYear | Shape | SustainabilityPerformance | WarrantyDescription | WarrantyDurationLabor | WarrantyDurationParts | Manufacturer | [22 empty] | 0.274562 | [36 empty] | 0.082021 |  | M_Tee - Generic: Standard | Level 1 | 0.000000 | 0.087417 | 0.469784 | 0 | 0.081878 | 0.001413 | 1222.139845 | 1.912001 | 0.052367 | 0.095200 | 0.235362 | 0.423177 | 14 | 0.021564 | 0.109583 | 0 | 0 | 0.095200 | 0.000000 | 0.045720 | Threaded | M_Cross - Generic: Standard | Schedule 40 | M_Elbow - Generic: Standard | 1 | M_Transition - Generic: Standard | M_Coupling - Generic: Standard
38513 | Level 1 | ExpectedLife |  | 557530 | New Construction | AccessibilityPerformance | WarrantyGuarantorParts |  | FIXED | Hydronic Supply Unit B | CodePerformance | 154873 |  |  |  | 38382 | 0.000000 | 38512 | Reference | Pipe Types:Mechanical Pipe | 25 mm | 38547,38549,38551,38553,38555,38557,154926,155000,155001,155002,155003 | 1jQu9wkdr0iwNuem13Fl5w | Color | 33 | Pipe Types:Mechanical Pipe:557530 |  | InstallationDate | 38513 | WarrantyGuarantorLabor |  |  |  | ModelNumber | Features | TagNumber |  | BarCode | Hydronic Supply |  |  |  |  | SerialNumber | WarrantyStartDate | AssetIdentifier |  | 3.174562 | 293 | ReplacementCost |  | Constituents |  | Finish | Grade | Carbon Steel | ModelReference | NominalHeight | NominalLength | NominalWidth | ProductionYear | Shape | SustainabilityPerformance | WarrantyDescription | WarrantyDurationLabor | WarrantyDurationParts | Manufacturer | [22 empty] | 0.495174 | [36 empty] | 0.082021 |  | M_Tee - Generic: Standard | Level 1 | 0.000000 | 0.087417 | 38.053454 | 2 | 2.679388 | 0.004944 | 4277.489459 | 1.912001 | 0.346273 | 2.679388 | 0.823768 | 61.821160 | 9 | 0.038891 | 0.109583 | 0 | 0 | 3.174562 |  | 0.045720 | Threaded | M_Cross - Generic: Standard | Schedule 40 | M_Elbow - Generic: Standard | 1 | M_Transition - Generic: Standard | M_Coupling - Generic: Standard
42580 | Level 1 | ExpectedLife |  | 557596 | New Construction | AccessibilityPerformance | WarrantyGuarantorParts |  | FIXED | Hydronic Supply Unit B | CodePerformance | 154873 |  |  |  | 42407 | 0.000000 | 42579 | Reference | Pipe Types:Mechanical Pipe | 25 mm | 42614,42616,42618,42620,42622,42624,154926,155000,155001,155002,155003 | 1jQu9wkdr0iwNuem13FlAy | Color | 33 | Pipe Types:Mechanical Pipe:557596 |  | InstallationDate | 42580 | WarrantyGuarantorLabor |  |  |  | ModelNumber | Features | TagNumber |  | BarCode | Hydronic Supply |  |  |  |  | SerialNumber | WarrantyStartDate | AssetIdentifier |  | 0.177800 | 334 | ReplacementCost |  | Constituents |  | Finish | Grade | Carbon Steel | ModelReference | NominalHeight | NominalLength | NominalWidth | ProductionYear | Shape | SustainabilityPerformance | WarrantyDescription | WarrantyDurationLabor | WarrantyDurationParts | Manufacturer | [22 empty] | 0.019192 | [36 empty] | 0.082021 |  | M_Tee - Generic: Standard | Level 1 | 0.000000 | 0.087417 | 0.704675 | 0 | 0.164478 | 0.002119 | 1833.209768 | 1.912001 | 0.034911 | 0.177800 | 0.353043 | 0.044370 | 12 | 0.001507 | 0.109583 | 0 | 0 | 0.177800 | 0.000000 | 0.045720 | Threaded | M_Cross - Generic: Standard | Schedule 40 | M_Elbow - Generic: Standard | 1 | M_Transition - Generic: Standard | M_Coupling - Generic: Standard
42799 | Level 1 | ExpectedLife |  | 557597 | New Construction | AccessibilityPerformance | WarrantyGuarantorParts |  | FIXED | Hydronic Supply Unit B | CodePerformance | 154873 |  |  |  | 42629 | 0.000000 | 42798 | Reference | Pipe Types:Mechanical Pipe | 25 mm | 42832,42834,42836,42838,42840,42842,154926,155000,155001,155002,155003 | 1jQu9wkdr0iwNuem13FlAz | Color | 33 | Pipe Types:Mechanical Pipe:557597 |  | InstallationDate | 42799 | WarrantyGuarantorLabor |  |  |  | ModelNumber | Features | TagNumber |  | BarCode | Hydronic Supply |  |  |  |  | SerialNumber | WarrantyStartDate | AssetIdentifier |  | 0.198438 | 335 | ReplacementCost |  | Constituents |  | Finish | Grade | Carbon Steel | ModelReference | NominalHeight | NominalLength | NominalWidth | ProductionYear | Shape | SustainabilityPerformance | WarrantyDescription | WarrantyDurationLabor | WarrantyDurationParts | Manufacturer | [22 empty] | 2.433320 | [36 empty] | 0.082021 |  | M_Tee - Generic: Standard | Level 1 | 0.000000 | 0.087417 | 0.704675 | 0 | 0.198438 | 0.002119 | 1833.209768 | 1.912001 | 0.034911 | 2.631757 | 0.353043 | 5.625658 | 12 | 0.191112 | 0.109583 | 0 | 0 | 0.198438 |  | 0.045720 | Threaded | M_Cross - Generic: Standard | Schedule 40 | M_Elbow - Generic: Standard | 1 | M_Transition - Generic: Standard | M_Coupling - Generic: Standard
43285 | Level 1 | ExpectedLife |  | 557601 | New Construction | AccessibilityPerformance | WarrantyGuarantorParts |  | FIXED | Hydronic Supply Unit B | CodePerformance | 154873 |  |  |  | 43124 | 0.000000 | 43284 | Reference | Pipe Types:Mechanical Pipe | 25 mm | 43316,43318,43320,43322,43324,43326,154926,155000,155001,155002,155003 | 1jQu9wkdr0iwNuem13FlA1 | Color | 33 | Pipe Types:Mechanical Pipe:557601 |  | InstallationDate | 43285 | WarrantyGuarantorLabor |  |  |  | ModelNumber | Features | TagNumber |  | BarCode | Hydronic Supply |  |  |  |  | SerialNumber | WarrantyStartDate | AssetIdentifier |  | 0.198438 | 338 | ReplacementCost |  | Constituents |  | Finish | Grade | Carbon Steel | ModelReference | NominalHeight | NominalLength | NominalWidth | ProductionYear | Shape | SustainabilityPerformance | WarrantyDescription | WarrantyDurationLabor | WarrantyDurationParts | Manufacturer | [22 empty] | 2.433324 | [36 empty] | 0.082021 |  | M_Tee - Generic: Standard | Level 1 | 0.000000 | 0.087417 |  | 1 | 0.198438 | 0.002825 | 2444.279691 | 1.912001 |  | 2.631762 | 0.470724 |  | 7 | 0.191113 | 0.109583 | 0 | 0 | 0.198438 |  | 0.045720 | Threaded | M_Cross - Generic: Standard | Schedule 40 | M_Elbow - Generic: Standard | 1 | M_Transition - Generic: Standard | M_Coupling - Generic: Standard
43704 | Level 1 | ExpectedLife |  | 557604 | New Construction | AccessibilityPerformance | WarrantyGuarantorParts |  | FIXED | Hydronic Supply Unit B | CodePerformance | 154873 |  |  |  | 43573 | 0.000000 | 43703 | Reference | Pipe Types:Mechanical Pipe | 25 mm | 43736,43738,43740,43742,43744,43746,154926,155000,155001,155002,155003 | 1jQu9wkdr0iwNuem13FlA4 | Color | 33 | Pipe Types:Mechanical Pipe:557604 |  | InstallationDate | 43704 | WarrantyGuarantorLabor |  |  |  | ModelNumber | Features | TagNumber |  | BarCode | Hydronic Supply |  |  |  |  | SerialNumber | WarrantyStartDate | AssetIdentifier |  | 0.177800 | 340 | ReplacementCost |  | Constituents |  | Finish | Grade | Carbon Steel | ModelReference | NominalHeight | NominalLength | NominalWidth | ProductionYear | Shape | SustainabilityPerformance | WarrantyDescription | WarrantyDurationLabor | WarrantyDurationParts | Manufacturer | [22 empty] | 0.049459 | [36 empty] | 0.082021 |  | M_Tee - Generic: Standard | Level 1 | 0.000000 | 0.087417 |  | 1 | 0.164478 | 0.002825 | 2444.279691 | 1.912001 |  | 0.177800 | 0.470724 |  | 8 | 0.003884 | 0.109583 | 0 | 0 | 0.177800 | 0.000000 | 0.045720 | Threaded | M_Cross - Generic: Standard | Schedule 40 | M_Elbow - Generic: Standard | 1 | M_Transition - Generic: Standard | M_Coupling - Generic: Standard
43882 | Level 1 | ExpectedLife |  | 557605 | New Construction | AccessibilityPerformance | WarrantyGuarantorParts |  | FIXED | Hydronic Supply Unit B | CodePerformance | 154873 |  |  |  | 43751 | 0.000000 | 43881 | Reference | Pipe Types:Mechanical Pipe | 25 mm | 43913,43915,43917,43919,43921,43923,154926,155000,155001,155002,155003 | 1jQu9wkdr0iwNuem13FlA5 | Color | 33 | Pipe Types:Mechanical Pipe:557605 |  | InstallationDate | 43882 | WarrantyGuarantorLabor |  |  |  | ModelNumber | Features | TagNumber |  | BarCode | Hydronic Supply |  |  |  |  | SerialNumber | WarrantyStartDate | AssetIdentifier |  | 2.631767 | 341 | ReplacementCost |  | Constituents |  | Finish | Grade | Carbon Steel | ModelReference | NominalHeight | NominalLength | NominalWidth | ProductionYear | Shape | SustainabilityPerformance | WarrantyDescription | WarrantyDurationLabor | WarrantyDurationParts | Manufacturer | [22 empty] | 2.433330 | [36 empty] | 0.082021 |  | M_Tee - Generic: Standard | Level 1 | 0.000000 | 0.087417 |  | 1 | 0.198437 | 0.002825 | 2444.279691 | 1.912001 |  | 0.198437 | 0.470724 |  | 8 | 0.191113 | 0.109583 | 0 | 0 | 2.631767 |  | 0.045720 | Threaded | M_Cross - Generic: Standard | Schedule 40 | M_Elbow - Generic: Standard | 1 | M_Transition - Generic: Standard | M_Coupling - Generic: Standard
44059 | Level 1 | ExpectedLife |  | 557609 | New Construction | AccessibilityPerformance | WarrantyGuarantorParts |  | FIXED | Hydronic Supply Unit B | CodePerformance | 154873 |  |  |  | 43928 | 0.000000 | 44058 | Reference | Pipe Types:Mechanical Pipe | 25 mm | 44092,44094,44096,44098,44100,44102,154926,155000,155001,155002,155003 | 1jQu9wkdr0iwNuem13FlA9 | Color | 33 | Pipe Types:Mechanical Pipe:557609 |  | InstallationDate | 44059 | WarrantyGuarantorLabor |  |  |  | ModelNumber | Features | TagNumber |  | BarCode | Hydronic Supply |  |  |  |  | SerialNumber | WarrantyStartDate | AssetIdentifier |  | 2.638122 | 344 | ReplacementCost |  | Constituents |  | Finish | Grade | Carbon Steel | ModelReference | NominalHeight | NominalLength | NominalWidth | ProductionYear | Shape | SustainabilityPerformance | WarrantyDescription | WarrantyDurationLabor | WarrantyDurationParts | Manufacturer | [22 empty] | 2.522285 | [36 empty] | 0.082021 |  | M_Tee - Generic: Standard | Level 1 | 0.000000 | 0.087417 | 0.469784 | 0 | 0.115837 | 0.001413 | 1222.139845 | 1.912001 | 0.052367 | 0.115837 | 0.235362 | 3.887558 | 14 | 0.198100 | 0.109583 | 0 | 0 | 2.638122 |  | 0.045720 | Threaded | M_Cross - Generic: Standard | Schedule 40 | M_Elbow - Generic: Standard | 1 | M_Transition - Generic: Standard | M_Coupling - Generic: Standard
44238 | Level 1 | ExpectedLife |  | 557611 | New Construction | AccessibilityPerformance | WarrantyGuarantorParts |  | FIXED | Hydronic Supply Unit B | CodePerformance | 154873 |  |  |  | 44107 | 0.000000 | 44237 | Reference | Pipe Types:Mechanical Pipe | 25 mm | 44271,44273,44275,44277,44279,44281,154926,155000,155001,155002,155003 | 1jQu9wkdr0iwNuem13FlAB | Color | 33 | Pipe Types:Mechanical Pipe:557611 |  | InstallationDate | 44238 | WarrantyGuarantorLabor |  |  |  | ModelNumber | Features | TagNumber |  | BarCode | Hydronic Supply |  |  |  |  | SerialNumber | WarrantyStartDate | AssetIdentifier |  | 2.638122 | 346 | ReplacementCost |  | Constituents |  | Finish | Grade | Carbon Steel | ModelReference | NominalHeight | NominalLength | NominalWidth | ProductionYear | Shape | SustainabilityPerformance | WarrantyDescription | WarrantyDurationLabor | WarrantyDurationParts | Manufacturer | [22 empty] | 2.522285 | [36 empty] | 0.082021 |  | M_Tee - Generic: Standard | Level 1 | 0.000000 | 0.087417 | 0.469784 | 0 | 0.115837 | 0.001413 | 1222.139845 | 1.912001 | 0.052367 | 0.115837 | 0.235362 | 3.887558 | 13 | 0.198100 | 0.109583 | 0 | 0 | 2.638122 |  | 0.045720 | Threaded | M_Cross - Generic: Standard | Schedule 40 | M_Elbow - Generic: Standard | 1 | M_Transition - Generic: Standard | M_Coupling - Generic: Standard
46950 | Level 1 | ExpectedLife |  | 557648 | New Construction | AccessibilityPerformance | WarrantyGuarantorParts |  | FIXED | Hydronic Supply Unit B | CodePerformance | 154873 |  |  |  | 46819 | 0.000000 | 46949 | Reference | Pipe Types:Mechanical Pipe | 25 mm | 46984,46986,46988,46990,46992,46994,154926,155000,155001,155002,155003 | 1jQu9wkdr0iwNuem13FlBm | Color | 33 | Pipe Types:Mechanical Pipe:557648 |  | InstallationDate | 46950 | WarrantyGuarantorLabor |  |  |  | ModelNumber | Features | TagNumber |  | BarCode | Hydronic Supply |  |  |  |  | SerialNumber | WarrantyStartDate | AssetIdentifier |  | 3.195200 | 359 | ReplacementCost |  | Constituents |  | Finish | Grade | Carbon Steel | ModelReference | NominalHeight | NominalLength | NominalWidth | ProductionYear | Shape | SustainabilityPerformance | WarrantyDescription | WarrantyDurationLabor | WarrantyDurationParts | Manufacturer | [22 empty] | 0.064096 | [36 empty] | 0.082021 |  | M_Tee - Generic: Standard | Level 1 | 0.000000 | 0.087417 | 0.469784 | 0 | 3.181878 | 0.001413 | 1222.139845 | 1.912001 | 0.052367 | 3.195200 | 0.235362 | 0.098791 | 16 | 0.005034 | 0.109583 | 0 | 0 | 3.195200 | 0.000000 | 0.045720 | Threaded | M_Cross - Generic: Standard | Schedule 40 | M_Elbow - Generic: Standard | 1 | M_Transition - Generic: Standard | M_Coupling - Generic: Standard
47767 | Level 1 | ExpectedLife |  | 557656 | New Construction | AccessibilityPerformance | WarrantyGuarantorParts |  | FIXED | Hydronic Supply Unit B | CodePerformance | 154873 |  |  |  | 47636 | 0.000000 | 47766 | Reference | Pipe Types:Mechanical Pipe | 25 mm | 47801,47803,47805,47807,47809,47811,154926,155000,155001,155002,155003 | 1jQu9wkdr0iwNuem13FlBu | Color | 33 | Pipe Types:Mechanical Pipe:557656 |  | InstallationDate | 47767 | WarrantyGuarantorLabor |  |  |  | ModelNumber | Features | TagNumber |  | BarCode | Hydronic Supply |  |  |  |  | SerialNumber | WarrantyStartDate | AssetIdentifier |  | 3.195200 | 364 | ReplacementCost |  | Constituents |  | Finish | Grade | Carbon Steel | ModelReference | NominalHeight | NominalLength | NominalWidth | ProductionYear | Shape | SustainabilityPerformance | WarrantyDescription | WarrantyDurationLabor | WarrantyDurationParts | Manufacturer | [22 empty] | 0.106875 | [36 empty] | 0.082021 |  | M_Tee - Generic: Standard | Level 1 | 0.000000 | 0.087417 | 0.469784 | 0 | 3.181878 | 0.001413 | 1222.139845 | 1.912001 | 0.052367 | 3.195200 | 0.235362 | 0.164725 | 15 | 0.008394 | 0.109583 | 0 | 0 | 3.195200 | 0.000000 | 0.045720 | Threaded | M_Cross - Generic: Standard | Schedule 40 | M_Elbow - Generic: Standard | 1 | M_Transition - Generic: Standard | M_Coupling - Generic: Standard
48403 | Level 1 | ExpectedLife |  | 557695 | New Construction | AccessibilityPerformance | WarrantyGuarantorParts |  | FIXED | Hydronic Supply Unit B | CodePerformance | 154873 |  |  |  | 48272 | 0.000000 | 48402 | Reference | Pipe Types:Mechanical Pipe | 25 mm | 48438,48440,48442,48444,48446,48448,154926,155000,155001,155002,155003 | 1jQu9wkdr0iwNuem13FlBV | Color | 33 | Pipe Types:Mechanical Pipe:557695 |  | InstallationDate | 48403 | WarrantyGuarantorLabor |  |  |  | ModelNumber | Features | TagNumber |  | BarCode | Hydronic Supply |  |  |  |  | SerialNumber | WarrantyStartDate | AssetIdentifier |  | 3.195200 | 374 | ReplacementCost |  | Constituents |  | Finish | Grade | Carbon Steel | ModelReference | NominalHeight | NominalLength | NominalWidth | ProductionYear | Shape | SustainabilityPerformance | WarrantyDescription | WarrantyDurationLabor | WarrantyDurationParts | Manufacturer | [22 empty] | 0.025457 | [36 empty] | 0.082021 |  | M_Tee - Generic: Standard | Level 1 | 0.000000 | 0.087417 | 38.053454 | 2 | 3.181878 | 0.004944 | 4277.489459 | 1.912001 | 0.346273 | 3.195200 | 0.823768 | 3.178230 | 9 | 0.001999 | 0.109583 | 0 | 0 | 3.195200 | 0.000000 | 0.045720 | Threaded | M_Cross - Generic: Standard | Schedule 40 | M_Elbow - Generic: Standard | 1 | M_Transition - Generic: Standard | M_Coupling - Generic: Standard
48584 | Level 1 | ExpectedLife |  | 557700 | New Construction | AccessibilityPerformance | WarrantyGuarantorParts |  | FIXED | Hydronic Supply Unit B | CodePerformance | 154873 |  |  |  | 48453 | 0.000000 | 48583 | Reference | Pipe Types:Mechanical Pipe | 25 mm | 48616,48618,48620,48622,48624,48626,154926,155000,155001,155002,155003 | 1jQu9wkdr0iwNuem13Fl8a | Color | 33 | Pipe Types:Mechanical Pipe:557700 |  | InstallationDate | 48584 | WarrantyGuarantorLabor |  |  |  | ModelNumber | Features | TagNumber |  | BarCode | Hydronic Supply |  |  |  |  | SerialNumber | WarrantyStartDate | AssetIdentifier |  | 0.177800 | 375 | ReplacementCost |  | Constituents |  | Finish | Grade | Carbon Steel | ModelReference | NominalHeight | NominalLength | NominalWidth | ProductionYear | Shape | SustainabilityPerformance | WarrantyDescription | WarrantyDurationLabor | WarrantyDurationParts | Manufacturer | [22 empty] | 0.002835 | [36 empty] | 0.082021 |  | M_Tee - Generic: Standard | Level 1 | 0.000000 | 0.087417 |  | 1 | 0.164478 | 0.002825 | 2444.279691 | 1.912001 |  | 0.177800 | 0.470724 |  | 7 | 0.000223 | 0.109583 | 0 | 0 | 0.177800 | 0.000000 | 0.045720 | Threaded | M_Cross - Generic: Standard | Schedule 40 | M_Elbow - Generic: Standard | 1 | M_Transition - Generic: Standard | M_Coupling - Generic: Standard
48762 | Level 1 | ExpectedLife |  | 557710 | New Construction | AccessibilityPerformance | WarrantyGuarantorParts |  | FIXED | Hydronic Supply Unit B | CodePerformance | 154873 |  |  |  | 48631 | 0.000000 | 48761 | Reference | Pipe Types:Mechanical Pipe | 25 mm | 48796,48798,48800,48802,48804,48806,154926,155000,155001,155002,155003 | 1jQu9wkdr0iwNuem13Fl8k | Color | 33 | Pipe Types:Mechanical Pipe:557710 |  | InstallationDate | 48762 | WarrantyGuarantorLabor |  |  |  | ModelNumber | Features | TagNumber |  | BarCode | Hydronic Supply |  |  |  |  | SerialNumber | WarrantyStartDate | AssetIdentifier |  | 0.095200 | 377 | ReplacementCost |  | Constituents |  | Finish | Grade | Carbon Steel | ModelReference | NominalHeight | NominalLength | NominalWidth | ProductionYear | Shape | SustainabilityPerformance | WarrantyDescription | WarrantyDurationLabor | WarrantyDurationParts | Manufacturer | [22 empty] | 0.274562 | [36 empty] | 0.082021 |  | M_Tee - Generic: Standard | Level 1 | 0.000000 | 0.087417 | 0.469784 | 0 | 0.081878 | 0.001413 | 1222.139845 | 1.912001 | 0.052367 | 0.095200 | 0.235362 | 0.423177 | 14 | 0.021564 | 0.109583 | 0 | 0 | 0.095200 | 0.000000 | 0.045720 | Threaded | M_Cross - Generic: Standard | Schedule 40 | M_Elbow - Generic: Standard | 1 | M_Transition - Generic: Standard | M_Coupling - Generic: Standard
51920 | Level 1 | ExpectedLife |  | 578143 | New Construction | AccessibilityPerformance | WarrantyGuarantorParts |  | FIXED | Hydronic Return Unit A | CodePerformance | 154873 |  |  |  | 51789 | 0.000000 | 51919 | Reference | Pipe Types:Mechanical Pipe | 25 mm | 51953,51955,51957,51959,51961,51963,154926,155000,155001,155002,155003 | 09MuOLFfP2PBERh1jIFpBG | Color | 33 | Pipe Types:Mechanical Pipe:578143 |  | InstallationDate | 51920 | WarrantyGuarantorLabor |  |  |  | ModelNumber | Features | TagNumber |  | BarCode | Hydronic Supply |  |  |  |  | SerialNumber | WarrantyStartDate | AssetIdentifier |  | 2.769385 | 491 | ReplacementCost |  | Constituents |  | Finish | Grade | Carbon Steel | ModelReference | NominalHeight | NominalLength | NominalWidth | ProductionYear | Shape | SustainabilityPerformance | WarrantyDescription | WarrantyDurationLabor | WarrantyDurationParts | Manufacturer | [22 empty] | 0.405178 | [36 empty] | 0.082021 |  | M_Tee - Generic: Standard | Level 1 | 0.000000 | 0.087417 | 0.469784 | 0 | 2.769385 | 0.001413 | 1222.139845 | 1.912001 | 0.052367 | 3.174562 | 0.235362 | 0.624494 | 16 | 0.031823 | 0.109583 | 0 | 0 | 2.769385 |  | 0.045720 | Threaded | M_Cross - Generic: Standard | Schedule 40 | M_Elbow - Generic: Standard | 1 | M_Transition - Generic: Standard | M_Coupling - Generic: Standard
52147 | Level 1 | ExpectedLife |  | 578188 | New Construction | AccessibilityPerformance | WarrantyGuarantorParts |  | FIXED | Hydronic Return Unit A | CodePerformance | 154873 |  |  |  | 52016 | 0.000000 | 52146 | Reference | Pipe Types:Mechanical Pipe | 25 mm | 52180,52182,52184,52186,52188,52190,154926,155000,155001,155002,155003 | 09MuOLFfP2PBERh1jIFp83 | Color | 33 | Pipe Types:Mechanical Pipe:578188 |  | InstallationDate | 52147 | WarrantyGuarantorLabor |  |  |  | ModelNumber | Features | TagNumber |  | BarCode | Hydronic Supply |  |  |  |  | SerialNumber | WarrantyStartDate | AssetIdentifier |  | 2.769385 | 492 | ReplacementCost |  | Constituents |  | Finish | Grade | Carbon Steel | ModelReference | NominalHeight | NominalLength | NominalWidth | ProductionYear | Shape | SustainabilityPerformance | WarrantyDescription | WarrantyDurationLabor | WarrantyDurationParts | Manufacturer | [22 empty] | 0.405178 | [36 empty] | 0.082021 |  | M_Tee - Generic: Standard | Level 1 | 0.000000 | 0.087417 | 0.469784 | 0 | 2.769385 | 0.001413 | 1222.139845 | 1.912001 | 0.052367 | 3.174562 | 0.235362 | 0.624494 | 15 | 0.031823 | 0.109583 | 0 | 0 | 2.769385 |  | 0.045720 | Threaded | M_Cross - Generic: Standard | Schedule 40 | M_Elbow - Generic: Standard | 1 | M_Transition - Generic: Standard | M_Coupling - Generic: Standard
60605 | Level 1 | ExpectedLife |  | 578830 | New Construction | AccessibilityPerformance | WarrantyGuarantorParts |  | FIXED | Hydronic Supply Unit B | CodePerformance | 154873 |  |  |  | 60474 | 0.000000 | 60604 | Reference | Pipe Types:Mechanical Pipe | 25 mm | 60638,60640,60642,60644,60646,60648,154926,155000,155001,155002,155003 | 09MuOLFfP2PBERh1jIFpM1 | Color | 33 | Pipe Types:Mechanical Pipe:578830 |  | InstallationDate | 60605 | WarrantyGuarantorLabor |  |  |  | ModelNumber | Features | TagNumber |  | BarCode | Hydronic Supply |  |  |  |  | SerialNumber | WarrantyStartDate | AssetIdentifier |  | 2.679397 | 514 | ReplacementCost |  | Constituents |  | Finish | Grade | Carbon Steel | ModelReference | NominalHeight | NominalLength | NominalWidth | ProductionYear | Shape | SustainabilityPerformance | WarrantyDescription | WarrantyDurationLabor | WarrantyDurationParts | Manufacturer | [22 empty] | 0.495165 | [36 empty] | 0.082021 |  | M_Tee - Generic: Standard | Level 1 | 0.000000 | 0.087417 | 0.469784 | 0 | 2.679397 | 0.001413 | 1222.139845 | 1.912001 | 0.052367 | 3.174562 | 0.235362 | 0.763191 | 16 | 0.038890 | 0.109583 | 0 | 0 | 2.679397 |  | 0.045720 | Threaded | M_Cross - Generic: Standard | Schedule 40 | M_Elbow - Generic: Standard | 1 | M_Transition - Generic: Standard | M_Coupling - Generic: Standard
60832 | Level 1 | ExpectedLife |  | 578872 | New Construction | AccessibilityPerformance | WarrantyGuarantorParts |  | FIXED | Hydronic Supply Unit B | CodePerformance | 154873 |  |  |  | 60701 | 0.000000 | 60831 | Reference | Pipe Types:Mechanical Pipe | 25 mm | 60865,60867,60869,60871,60873,60875,154926,155000,155001,155002,155003 | 09MuOLFfP2PBERh1jIFpMt | Color | 33 | Pipe Types:Mechanical Pipe:578872 |  | InstallationDate | 60832 | WarrantyGuarantorLabor |  |  |  | ModelNumber | Features | TagNumber |  | BarCode | Hydronic Supply |  |  |  |  | SerialNumber | WarrantyStartDate | AssetIdentifier |  | 2.679397 | 515 | ReplacementCost |  | Constituents |  | Finish | Grade | Carbon Steel | ModelReference | NominalHeight | NominalLength | NominalWidth | ProductionYear | Shape | SustainabilityPerformance | WarrantyDescription | WarrantyDurationLabor | WarrantyDurationParts | Manufacturer | [22 empty] | 0.495165 | [36 empty] | 0.082021 |  | M_Tee - Generic: Standard | Level 1 | 0.000000 | 0.087417 | 0.469784 | 0 | 2.679397 | 0.001413 | 1222.139845 | 1.912001 | 0.052367 | 3.174562 | 0.235362 | 0.763191 | 15 | 0.038890 | 0.109583 | 0 | 0 | 2.679397 |  | 0.045720 | Threaded | M_Cross - Generic: Standard | Schedule 40 | M_Elbow - Generic: Standard | 1 | M_Transition - Generic: Standard | M_Coupling - Generic: Standard
91282 | Level 1 | ExpectedLife |  | 600381 | New Construction | AccessibilityPerformance | WarrantyGuarantorParts |  | FIXED | Hydronic Return Unit A | CodePerformance | 154873 |  |  |  | 91151 | 0.000000 | 91281 | Reference | Pipe Types:Mechanical Pipe | 25 mm | 91316,91318,91320,91322,91324,91326,154926,155000,155001,155002,155003 | 2L092XWcn0RxVZVA3XbldN | Color | 33 | Pipe Types:Mechanical Pipe:600381 |  | InstallationDate | 91282 | WarrantyGuarantorLabor |  |  |  | ModelNumber | Features | TagNumber |  | BarCode | Hydronic Supply |  |  |  |  | SerialNumber | WarrantyStartDate | AssetIdentifier |  | 0.095200 | 548 | ReplacementCost |  | Constituents |  | Finish | Grade | Carbon Steel | ModelReference | NominalHeight | NominalLength | NominalWidth | ProductionYear | Shape | SustainabilityPerformance | WarrantyDescription | WarrantyDurationLabor | WarrantyDurationParts | Manufacturer | [22 empty] | 0.027066 | [36 empty] | 0.082021 |  | M_Tee - Generic: Standard | Level 1 | 0.000000 | 0.087417 | 0.704675 | 0 | 0.081878 | 0.002119 | 1833.209768 | 1.912001 | 0.034911 | 0.095200 | 0.353043 | 0.062574 | 11 | 0.002126 | 0.109583 | 0 | 0 | 0.095200 | 0.000000 | 0.045720 | Threaded | M_Cross - Generic: Standard | Schedule 40 | M_Elbow - Generic: Standard | 1 | M_Transition - Generic: Standard | M_Coupling - Generic: Standard
91462 | Level 1 | ExpectedLife |  | 600449 | New Construction | AccessibilityPerformance | WarrantyGuarantorParts |  | FIXED | Hydronic Return Unit A | CodePerformance | 154873 |  |  |  | 91331 | 0.000000 | 91461 | Reference | Pipe Types:Mechanical Pipe | 25 mm | 91496,91498,91500,91502,91504,91506,154926,155000,155001,155002,155003 | 2L092XWcn0RxVZVA3Xblbh | Color | 33 | Pipe Types:Mechanical Pipe:600449 |  | InstallationDate | 91462 | WarrantyGuarantorLabor |  |  |  | ModelNumber | Features | TagNumber |  | BarCode | Hydronic Supply |  |  |  |  | SerialNumber | WarrantyStartDate | AssetIdentifier |  | 0.095200 | 549 | ReplacementCost |  | Constituents |  | Finish | Grade | Carbon Steel | ModelReference | NominalHeight | NominalLength | NominalWidth | ProductionYear | Shape | SustainabilityPerformance | WarrantyDescription | WarrantyDurationLabor | WarrantyDurationParts | Manufacturer | [22 empty] | 0.043215 | [36 empty] | 0.082021 |  | M_Tee - Generic: Standard | Level 1 | 0.000000 | 0.087417 | 0.704675 | 0 | 0.081877 | 0.002119 | 1833.209768 | 1.912001 | 0.034911 | 0.095200 | 0.353043 | 0.099910 | 11 | 0.003394 | 0.109583 | 0 | 0 | 0.095200 | 0.000000 | 0.045720 | Threaded | M_Cross - Generic: Standard | Schedule 40 | M_Elbow - Generic: Standard | 1 | M_Transition - Generic: Standard | M_Coupling - Generic: Standard
94048 | Level 1 | ExpectedLife |  | 600503 | New Construction | AccessibilityPerformance | WarrantyGuarantorParts |  | FIXED | Hydronic Return Unit A | CodePerformance | 154873 |  |  |  | 93917 | 0.000000 | 94047 | Reference | Pipe Types:Mechanical Pipe | 25 mm | 94082,94084,94086,94088,94090,94092,154926,155000,155001,155002,155003 | 2L092XWcn0RxVZVA3XblbT | Color | 33 | Pipe Types:Mechanical Pipe:600503 |  | InstallationDate | 94048 | WarrantyGuarantorLabor |  |  |  | ModelNumber | Features | TagNumber |  | BarCode | Hydronic Supply |  |  |  |  | SerialNumber | WarrantyStartDate | AssetIdentifier |  | 0.095200 | 550 | ReplacementCost |  | Constituents |  | Finish | Grade | Carbon Steel | ModelReference | NominalHeight | NominalLength | NominalWidth | ProductionYear | Shape | SustainabilityPerformance | WarrantyDescription | WarrantyDurationLabor | WarrantyDurationParts | Manufacturer | [22 empty] | 0.043154 | [36 empty] | 0.082021 |  | M_Tee - Generic: Standard | Level 1 | 0.000000 | 0.087417 | 0.704675 | 0 | 0.081878 | 0.002119 | 1833.209768 | 1.912001 | 0.034911 | 0.095200 | 0.353043 | 0.099768 | 12 | 0.003389 | 0.109583 | 0 | 0 | 0.095200 | 0.000000 | 0.045720 | Threaded | M_Cross - Generic: Standard | Schedule 40 | M_Elbow - Generic: Standard | 1 | M_Transition - Generic: Standard | M_Coupling - Generic: Standard
96684 | Level 1 | ExpectedLife |  | 600555 | New Construction | AccessibilityPerformance | WarrantyGuarantorParts |  | FIXED | Hydronic Return Unit A | CodePerformance | 154873 |  |  |  | 96553 | 0.000000 | 96683 | Reference | Pipe Types:Mechanical Pipe | 25 mm | 96716,96718,96720,96722,96724,96726,154926,155000,155001,155002,155003 | 2L092XWcn0RxVZVA3Xbla1 | Color | 33 | Pipe Types:Mechanical Pipe:600555 |  | InstallationDate | 96684 | WarrantyGuarantorLabor |  |  |  | ModelNumber | Features | TagNumber |  | BarCode | Hydronic Supply |  |  |  |  | SerialNumber | WarrantyStartDate | AssetIdentifier |  | 0.095200 | 551 | ReplacementCost |  | Constituents |  | Finish | Grade | Carbon Steel | ModelReference | NominalHeight | NominalLength | NominalWidth | ProductionYear | Shape | SustainabilityPerformance | WarrantyDescription | WarrantyDurationLabor | WarrantyDurationParts | Manufacturer | [22 empty] | 0.042285 | [36 empty] | 0.082021 |  | M_Tee - Generic: Standard | Level 1 | 0.000000 | 0.087417 |  | 1 | 0.081878 | 0.002825 | 2444.279691 | 1.912001 |  | 0.095201 | 0.470724 |  | 7 | 0.003321 | 0.109583 | 0 | 0 | 0.095200 | 0.000000 | 0.045720 | Threaded | M_Cross - Generic: Standard | Schedule 40 | M_Elbow - Generic: Standard | 1 | M_Transition - Generic: Standard | M_Coupling - Generic: Standard
99262 | Level 1 | ExpectedLife |  | 600584 | New Construction | AccessibilityPerformance | WarrantyGuarantorParts |  | FIXED | Hydronic Return Unit A | CodePerformance | 154873 |  |  |  | 99131 | 0.000000 | 99261 | Reference | Pipe Types:Mechanical Pipe | 25 mm | 99294,99296,99298,99300,99302,99304,154926,155000,155001,155002,155003 | 2L092XWcn0RxVZVA3XblhY | Color | 33 | Pipe Types:Mechanical Pipe:600584 |  | InstallationDate | 99262 | WarrantyGuarantorLabor |  |  |  | ModelNumber | Features | TagNumber |  | BarCode | Hydronic Supply |  |  |  |  | SerialNumber | WarrantyStartDate | AssetIdentifier |  | 0.095200 | 552 | ReplacementCost |  | Constituents |  | Finish | Grade | Carbon Steel | ModelReference | NominalHeight | NominalLength | NominalWidth | ProductionYear | Shape | SustainabilityPerformance | WarrantyDescription | WarrantyDurationLabor | WarrantyDurationParts | Manufacturer | [22 empty] | 0.042285 | [36 empty] | 0.082021 |  | M_Tee - Generic: Standard | Level 1 | 0.000000 | 0.087417 |  | 1 | 0.081878 | 0.002825 | 2444.279691 | 1.912001 |  | 0.095200 | 0.470724 |  | 8 | 0.003321 | 0.109583 | 0 | 0 | 0.095200 | 0.000000 | 0.045720 | Threaded | M_Cross - Generic: Standard | Schedule 40 | M_Elbow - Generic: Standard | 1 | M_Transition - Generic: Standard | M_Coupling - Generic: Standard
99536 | Level 1 | ExpectedLife |  | 600695 | New Construction | AccessibilityPerformance | WarrantyGuarantorParts |  | FIXED | Hydronic Return Unit A | CodePerformance | 154873 |  |  |  | 99405 | 0.000000 | 99535 | Reference | Pipe Types:Mechanical Pipe | 25 mm | 99570,99572,99574,99576,99578,99580,154926,155000,155001,155002,155003 | 2L092XWcn0RxVZVA3XblgT | Color | 33 | Pipe Types:Mechanical Pipe:600695 |  | InstallationDate | 99536 | WarrantyGuarantorLabor |  |  |  | ModelNumber | Features | TagNumber |  | BarCode | Hydronic Supply |  |  |  |  | SerialNumber | WarrantyStartDate | AssetIdentifier |  | 0.095200 | 553 | ReplacementCost |  | Constituents |  | Finish | Grade | Carbon Steel | ModelReference | NominalHeight | NominalLength | NominalWidth | ProductionYear | Shape | SustainabilityPerformance | WarrantyDescription | WarrantyDurationLabor | WarrantyDurationParts | Manufacturer | [22 empty] | 0.077772 | [36 empty] | 0.082021 |  | M_Tee - Generic: Standard | Level 1 | 0.000000 | 0.087417 | 0.469784 | 0 | 0.081878 | 0.001413 | 1222.139845 | 1.912001 | 0.052367 | 0.095200 | 0.235362 | 0.119869 | 13 | 0.006108 | 0.109583 | 0 | 0 | 0.095200 | 0.000000 | 0.045720 | Threaded | M_Cross - Generic: Standard | Schedule 40 | M_Elbow - Generic: Standard | 1 | M_Transition - Generic: Standard | M_Coupling - Generic: Standard
99764 | Level 1 | ExpectedLife |  | 600701 | New Construction | AccessibilityPerformance | WarrantyGuarantorParts |  | FIXED | Hydronic Return Unit A | CodePerformance | 154873 |  |  |  | 99633 | 0.000000 | 99763 | Reference | Pipe Types:Mechanical Pipe | 25 mm | 99798,99800,99802,99804,99806,99808,154926,155000,155001,155002,155003 | 2L092XWcn0RxVZVA3XblgN | Color | 33 | Pipe Types:Mechanical Pipe:600701 |  | InstallationDate | 99764 | WarrantyGuarantorLabor |  |  |  | ModelNumber | Features | TagNumber |  | BarCode | Hydronic Supply |  |  |  |  | SerialNumber | WarrantyStartDate | AssetIdentifier |  | 0.095200 | 554 | ReplacementCost |  | Constituents |  | Finish | Grade | Carbon Steel | ModelReference | NominalHeight | NominalLength | NominalWidth | ProductionYear | Shape | SustainabilityPerformance | WarrantyDescription | WarrantyDurationLabor | WarrantyDurationParts | Manufacturer | [22 empty] | 0.058540 | [36 empty] | 0.082021 |  | M_Tee - Generic: Standard | Level 1 | 0.000000 | 0.087417 | 0.469784 | 0 | 0.081878 | 0.001413 | 1222.139845 | 1.912001 | 0.052367 | 0.095200 | 0.235362 | 0.090226 | 13 | 0.004598 | 0.109583 | 0 | 0 | 0.095200 | 0.000000 | 0.045720 | Threaded | M_Cross - Generic: Standard | Schedule 40 | M_Elbow - Generic: Standard | 1 | M_Transition - Generic: Standard | M_Coupling - Generic: Standard
103841 | Level 1 | ExpectedLife |  | 600952 | New Construction | AccessibilityPerformance | WarrantyGuarantorParts |  | FIXED | Hydronic Supply Unit B | CodePerformance | 154873 |  |  |  | 103668 | 0.000000 | 103840 | Reference | Pipe Types:Mechanical Pipe | 25 mm | 103875,103877,103879,103881,103883,103885,154926,155000,155001,155002,155003 | 2L092XWcn0RxVZVA3XblkI | Color | 33 | Pipe Types:Mechanical Pipe:600952 |  | InstallationDate | 103841 | WarrantyGuarantorLabor |  |  |  | ModelNumber | Features | TagNumber |  | BarCode | Hydronic Supply |  |  |  |  | SerialNumber | WarrantyStartDate | AssetIdentifier |  | 0.177800 | 571 | ReplacementCost |  | Constituents |  | Finish | Grade | Carbon Steel | ModelReference | NominalHeight | NominalLength | NominalWidth | ProductionYear | Shape | SustainabilityPerformance | WarrantyDescription | WarrantyDurationLabor | WarrantyDurationParts | Manufacturer | [22 empty] | 0.016475 | [36 empty] | 0.082021 |  | M_Tee - Generic: Standard | Level 1 | 0.000000 | 0.087417 | 0.704675 | 0 | 0.164478 | 0.002119 | 1833.209768 | 1.912001 | 0.034911 | 0.177800 | 0.353043 | 0.038088 | 11 | 0.001294 | 0.109583 | 0 | 0 | 0.177800 | 0.000000 | 0.045720 | Threaded | M_Cross - Generic: Standard | Schedule 40 | M_Elbow - Generic: Standard | 1 | M_Transition - Generic: Standard | M_Coupling - Generic: Standard
104021 | Level 1 | ExpectedLife |  | 601015 | New Construction | AccessibilityPerformance | WarrantyGuarantorParts |  | FIXED | Hydronic Supply Unit B | CodePerformance | 154873 |  |  |  | 103890 | 0.000000 | 104020 | Reference | Pipe Types:Mechanical Pipe | 25 mm | 104055,104057,104059,104061,104063,104065,154926,155000,155001,155002,155003 | 2L092XWcn0RxVZVA3XbljT | Color | 33 | Pipe Types:Mechanical Pipe:601015 |  | InstallationDate | 104021 | WarrantyGuarantorLabor |  |  |  | ModelNumber | Features | TagNumber |  | BarCode | Hydronic Supply |  |  |  |  | SerialNumber | WarrantyStartDate | AssetIdentifier |  | 0.177800 | 572 | ReplacementCost |  | Constituents |  | Finish | Grade | Carbon Steel | ModelReference | NominalHeight | NominalLength | NominalWidth | ProductionYear | Shape | SustainabilityPerformance | WarrantyDescription | WarrantyDurationLabor | WarrantyDurationParts | Manufacturer | [22 empty] | 0.049082 | [36 empty] | 0.082021 |  | M_Tee - Generic: Standard | Level 1 | 0.000000 | 0.087417 | 0.704675 | 0 | 0.164478 | 0.002119 | 1833.209768 | 1.912001 | 0.034911 | 0.177800 | 0.353043 | 0.113473 | 11 | 0.003855 | 0.109583 | 0 | 0 | 0.177800 | 0.000000 | 0.045720 | Threaded | M_Cross - Generic: Standard | Schedule 40 | M_Elbow - Generic: Standard | 1 | M_Transition - Generic: Standard | M_Coupling - Generic: Standard
106606 | Level 1 | ExpectedLife |  | 601031 | New Construction | AccessibilityPerformance | WarrantyGuarantorParts |  | FIXED | Hydronic Supply Unit B | CodePerformance | 154873 |  |  |  | 106475 | 0.000000 | 106605 | Reference | Pipe Types:Mechanical Pipe | 25 mm | 106640,106642,106644,106646,106648,106650,154926,155000,155001,155002,155003 | 2L092XWcn0RxVZVA3Xblij | Color | 33 | Pipe Types:Mechanical Pipe:601031 |  | InstallationDate | 106606 | WarrantyGuarantorLabor |  |  |  | ModelNumber | Features | TagNumber |  | BarCode | Hydronic Supply |  |  |  |  | SerialNumber | WarrantyStartDate | AssetIdentifier |  | 0.177800 | 573 | ReplacementCost |  | Constituents |  | Finish | Grade | Carbon Steel | ModelReference | NominalHeight | NominalLength | NominalWidth | ProductionYear | Shape | SustainabilityPerformance | WarrantyDescription | WarrantyDurationLabor | WarrantyDurationParts | Manufacturer | [22 empty] | 0.049105 | [36 empty] | 0.082021 |  | M_Tee - Generic: Standard | Level 1 | 0.000000 | 0.087417 | 0.704675 | 0 | 0.164478 | 0.002119 | 1833.209768 | 1.912001 | 0.034911 | 0.177800 | 0.353043 | 0.113527 | 12 | 0.003857 | 0.109583 | 0 | 0 | 0.177800 | 0.000000 | 0.045720 | Threaded | M_Cross - Generic: Standard | Schedule 40 | M_Elbow - Generic: Standard | 1 | M_Transition - Generic: Standard | M_Coupling - Generic: Standard
109267 | Level 1 | ExpectedLife |  | 601142 | New Construction | AccessibilityPerformance | WarrantyGuarantorParts |  | FIXED | Hydronic Supply Unit B | CodePerformance | 154873 |  |  |  | 109112 | 0.000000 | 109266 | Reference | Pipe Types:Mechanical Pipe | 25 mm | 109299,109301,109303,109305,109307,109309,154926,155000,155001,155002,155003 | 2L092XWcn0RxVZVA3XblpS | Color | 33 | Pipe Types:Mechanical Pipe:601142 |  | InstallationDate | 109267 | WarrantyGuarantorLabor |  |  |  | ModelNumber | Features | TagNumber |  | BarCode | Hydronic Supply |  |  |  |  | SerialNumber | WarrantyStartDate | AssetIdentifier |  | 0.177800 | 574 | ReplacementCost |  | Constituents |  | Finish | Grade | Carbon Steel | ModelReference | NominalHeight | NominalLength | NominalWidth | ProductionYear | Shape | SustainabilityPerformance | WarrantyDescription | WarrantyDurationLabor | WarrantyDurationParts | Manufacturer | [22 empty] | 0.043233 | [36 empty] | 0.082021 |  | M_Tee - Generic: Standard | Level 1 | 0.000000 | 0.087417 |  | 1 | 0.164478 | 0.002825 | 2444.279691 | 1.912001 |  | 0.177800 | 0.470724 |  | 7 | 0.003396 | 0.109583 | 0 | 0 | 0.177800 | 0.000000 | 0.045720 | Threaded | M_Cross - Generic: Standard | Schedule 40 | M_Elbow - Generic: Standard | 1 | M_Transition - Generic: Standard | M_Coupling - Generic: Standard
111851 | Level 1 | ExpectedLife |  | 601282 | New Construction | AccessibilityPerformance | WarrantyGuarantorParts |  | FIXED | Hydronic Supply Unit B | CodePerformance | 154873 |  |  |  | 111720 | 0.000000 | 111850 | Reference | Pipe Types:Mechanical Pipe | 25 mm | 111883,111885,111887,111889,111891,111893,154926,155000,155001,155002,155003 | 2L092XWcn0RxVZVA3Xblme | Color | 33 | Pipe Types:Mechanical Pipe:601282 |  | InstallationDate | 111851 | WarrantyGuarantorLabor |  |  |  | ModelNumber | Features | TagNumber |  | BarCode | Hydronic Supply |  |  |  |  | SerialNumber | WarrantyStartDate | AssetIdentifier |  | 0.177800 | 575 | ReplacementCost |  | Constituents |  | Finish | Grade | Carbon Steel | ModelReference | NominalHeight | NominalLength | NominalWidth | ProductionYear | Shape | SustainabilityPerformance | WarrantyDescription | WarrantyDurationLabor | WarrantyDurationParts | Manufacturer | [22 empty] | 0.043234 | [36 empty] | 0.082021 |  | M_Tee - Generic: Standard | Level 1 | 0.000000 | 0.087417 |  | 1 | 0.164478 | 0.002825 | 2444.279691 | 1.912001 |  | 0.177800 | 0.470724 |  | 8 | 0.003396 | 0.109583 | 0 | 0 | 0.177800 | 0.000000 | 0.045720 | Threaded | M_Cross - Generic: Standard | Schedule 40 | M_Elbow - Generic: Standard | 1 | M_Transition - Generic: Standard | M_Coupling - Generic: Standard
113378 | Level 1 | ExpectedLife |  | 601371 | New Construction | AccessibilityPerformance | WarrantyGuarantorParts |  | FIXED | Hydronic Supply Unit B | CodePerformance | 154873 |  |  |  | 113247 | 0.000000 | 113377 | Reference | Pipe Types:Mechanical Pipe | 25 mm | 113412,113414,113416,113418,113420,113422,154926,155000,155001,155002,155003 | 2C1x5E2Mv1Rfhlj5LVW9Ih | Color | 33 | Pipe Types:Mechanical Pipe:601371 |  | InstallationDate | 113378 | WarrantyGuarantorLabor |  |  |  | ModelNumber | Features | TagNumber |  | BarCode | Hydronic Supply |  |  |  |  | SerialNumber | WarrantyStartDate | AssetIdentifier |  | 0.095200 | 577 | ReplacementCost |  | Constituents |  | Finish | Grade | Carbon Steel | ModelReference | NominalHeight | NominalLength | NominalWidth | ProductionYear | Shape | SustainabilityPerformance | WarrantyDescription | WarrantyDurationLabor | WarrantyDurationParts | Manufacturer | [22 empty] | 0.059675 | [36 empty] | 0.082021 |  | M_Tee - Generic: Standard | Level 1 | 0.000000 | 0.087417 | 0.469784 | 0 | 0.081878 | 0.001413 | 1222.139845 | 1.912001 | 0.052367 | 0.095200 | 0.235362 | 0.091976 | 13 | 0.004687 | 0.109583 | 0 | 0 | 0.095200 | 0.000000 | 0.045720 | Threaded | M_Cross - Generic: Standard | Schedule 40 | M_Elbow - Generic: Standard | 1 | M_Transition - Generic: Standard | M_Coupling - Generic: Standard
113558 | Level 1 | ExpectedLife |  | 601377 | New Construction | AccessibilityPerformance | WarrantyGuarantorParts |  | FIXED | Hydronic Supply Unit B | CodePerformance | 154873 |  |  |  | 113427 | 0.000000 | 113557 | Reference | Pipe Types:Mechanical Pipe | 25 mm | 113592,113594,113596,113598,113600,113602,154926,155000,155001,155002,155003 | 2C1x5E2Mv1Rfhlj5LVW9IH | Color | 33 | Pipe Types:Mechanical Pipe:601377 |  | InstallationDate | 113558 | WarrantyGuarantorLabor |  |  |  | ModelNumber | Features | TagNumber |  | BarCode | Hydronic Supply |  |  |  |  | SerialNumber | WarrantyStartDate | AssetIdentifier |  | 0.095200 | 578 | ReplacementCost |  | Constituents |  | Finish | Grade | Carbon Steel | ModelReference | NominalHeight | NominalLength | NominalWidth | ProductionYear | Shape | SustainabilityPerformance | WarrantyDescription | WarrantyDurationLabor | WarrantyDurationParts | Manufacturer | [22 empty] | 0.045752 | [36 empty] | 0.082021 |  | M_Tee - Generic: Standard | Level 1 | 0.000000 | 0.087417 | 0.469784 | 0 | 0.081878 | 0.001413 | 1222.139845 | 1.912001 | 0.052367 | 0.095200 | 0.235362 | 0.070517 | 13 | 0.003593 | 0.109583 | 0 | 0 | 0.095200 | 0.000000 | 0.045720 | Threaded | M_Cross - Generic: Standard | Schedule 40 | M_Elbow - Generic: Standard | 1 | M_Transition - Generic: Standard | M_Coupling - Generic: Standard
127298 | Level 1 | ExpectedLife |  | 630588 | New Construction | AccessibilityPerformance | WarrantyGuarantorParts |  | FIXED | Hydronic Return Unit A | CodePerformance | 154873 |  |  |  | 127167 | 0.000000 | 127297 | Reference | Pipe Types:Mechanical Pipe | 25 mm | 127324,127326,127328,127330,127332,154926,155000,155001,155002,155003 | 0M1MlFbh152gbEV8uyEdFC | Color | 33 | Pipe Types:Mechanical Pipe:630588 |  |  | 127298 | WarrantyGuarantorLabor |  |  |  | ModelNumber | Features |  |  |  | Hydronic Supply | [8 empty] | 0.177800 | 616 | ReplacementCost |  | Constituents |  | Finish | Grade | Carbon Steel | ModelReference | NominalHeight | NominalLength | NominalWidth | ProductionYear | Shape | SustainabilityPerformance | WarrantyDescription | WarrantyDurationLabor | WarrantyDurationParts | Manufacturer | [22 empty] | 0.044363 | [36 empty] | 0.082021 |  | M_Tee - Generic: Standard | Level 1 | 0.000000 | 0.087417 |  | 1 | 0.164478 | 0.002825 | 2444.279691 | 1.912001 |  | 0.177800 | 0.470724 |  | 20 | 0.003484 | 0.109583 | 0 | 0 | 0.177800 | 0.000000 | 0.045720 | Threaded | M_Cross - Generic: Standard | Schedule 40 | M_Elbow - Generic: Standard | 1 | M_Transition - Generic: Standard | M_Coupling - Generic: Standard
127468 | Level 1 | ExpectedLife |  | 630842 | New Construction | AccessibilityPerformance | WarrantyGuarantorParts |  | FIXED | Hydronic Return Unit A | CodePerformance | 154873 |  |  |  | 127337 | 0.000000 | 127467 | Reference | Pipe Types:Mechanical Pipe | 25 mm | 127494,127496,127498,127500,127502,154926,155000,155001,155002,155003 | 0M1MlFbh152gbEV8uyEapA | Color | 33 | Pipe Types:Mechanical Pipe:630842 |  |  | 127468 | WarrantyGuarantorLabor |  |  |  | ModelNumber | Features |  |  |  | Hydronic Supply | [8 empty] | 0.177800 | 617 | ReplacementCost |  | Constituents |  | Finish | Grade | Carbon Steel | ModelReference | NominalHeight | NominalLength | NominalWidth | ProductionYear | Shape | SustainabilityPerformance | WarrantyDescription | WarrantyDurationLabor | WarrantyDurationParts | Manufacturer | [22 empty] | 0.073725 | [36 empty] | 0.082021 |  | M_Tee - Generic: Standard | Level 1 | 0.000000 | 0.087417 |  | 1 | 0.164478 | 0.002825 | 2444.279691 | 1.912001 |  | 0.177800 | 0.470724 |  | 20 | 0.005790 | 0.109583 | 0 | 0 | 0.177800 | 0.000000 | 0.045720 | Threaded | M_Cross - Generic: Standard | Schedule 40 | M_Elbow - Generic: Standard | 1 | M_Transition - Generic: Standard | M_Coupling - Generic: Standard
127683 | Level 1 | ExpectedLife |  | 631112 | New Construction | AccessibilityPerformance | WarrantyGuarantorParts |  | FIXED | Hydronic Return Unit A | CodePerformance | 154873 |  |  |  | 127552 | 0.000000 | 127682 | Reference | Pipe Types:Mechanical Pipe | 25 mm | 127709,127711,127713,127715,127717,154926,155000,155001,155002,155003 | 0M1MlFbh152gbEV8uyEasu | Color | 33 | Pipe Types:Mechanical Pipe:631112 |  |  | 127683 | WarrantyGuarantorLabor |  |  |  | ModelNumber | Features |  |  |  | Hydronic Supply | [8 empty] | 2.748700 | 618 | ReplacementCost |  | Constituents |  | Finish | Grade | Carbon Steel | ModelReference | NominalHeight | NominalLength | NominalWidth | ProductionYear | Shape | SustainabilityPerformance | WarrantyDescription | WarrantyDurationLabor | WarrantyDurationParts | Manufacturer | [22 empty] | 0.248725 | [36 empty] | 0.082021 |  | M_Tee - Generic: Standard | Level 1 | 0.000000 | 0.087417 |  | 1 | 2.735378 | 0.002825 | 2444.279691 | 1.912001 |  | 2.748700 | 0.470724 |  | 20 | 0.019535 | 0.109583 | 0 | 0 | 2.748700 | 0.000000 | 0.045720 | Threaded | M_Cross - Generic: Standard | Schedule 40 | M_Elbow - Generic: Standard | 1 | M_Transition - Generic: Standard | M_Coupling - Generic: Standard
127853 | Level 1 | ExpectedLife |  | 631121 | New Construction | AccessibilityPerformance | WarrantyGuarantorParts |  | FIXED | Hydronic Return Unit A | CodePerformance | 154873 |  |  |  | 127722 | 0.000000 | 127852 | Reference | Pipe Types:Mechanical Pipe | 25 mm | 127878,127880,127882,127884,127886,154926,155000,155001,155002,155003 | 0M1MlFbh152gbEV8uyEasX | Color | 33 | Pipe Types:Mechanical Pipe:631121 |  |  | 127853 | WarrantyGuarantorLabor |  |  |  | ModelNumber | Features |  |  |  | Hydronic Supply | [8 empty] | 0.198437 | 619 | ReplacementCost |  | Constituents |  | Finish | Grade | Carbon Steel | ModelReference | NominalHeight | NominalLength | NominalWidth | ProductionYear | Shape | SustainabilityPerformance | WarrantyDescription | WarrantyDurationLabor | WarrantyDurationParts | Manufacturer | [22 empty] | 2.529625 | [36 empty] | 0.082021 |  | M_Tee - Generic: Standard | Level 1 | 0.000000 | 0.087417 |  | 1 | 0.198437 | 0.002825 | 2444.279691 | 1.912001 |  | 2.728063 | 0.470724 |  | 20 | 0.198676 | 0.109583 | 0 | 0 | 0.198437 |  | 0.045720 | Threaded | M_Cross - Generic: Standard | Schedule 40 | M_Elbow - Generic: Standard | 1 | M_Transition - Generic: Standard | M_Coupling - Generic: Standard
128136 | Level 1 | ExpectedLife |  | 631126 | New Construction | AccessibilityPerformance | WarrantyGuarantorParts |  | FIXED | Hydronic Return Unit A | CodePerformance | 154873 |  |  |  | 127975 | 0.000000 | 128135 | Reference | Pipe Types:Mechanical Pipe | 25 mm | 128162,128164,128166,128168,128170,154926,155000,155001,155002,155003 | 0M1MlFbh152gbEV8uyEasc | Color | 33 | Pipe Types:Mechanical Pipe:631126 |  |  | 128136 | WarrantyGuarantorLabor |  |  |  | ModelNumber | Features |  |  |  | Hydronic Supply | [8 empty] | 2.748734 | 620 | ReplacementCost |  | Constituents |  | Finish | Grade | Carbon Steel | ModelReference | NominalHeight | NominalLength | NominalWidth | ProductionYear | Shape | SustainabilityPerformance | WarrantyDescription | WarrantyDurationLabor | WarrantyDurationParts | Manufacturer | [22 empty] | 2.748491 | [36 empty] | 0.082021 |  | M_Tee - Generic: Standard | Level 1 | 0.000000 | 0.087417 |  | 1 | 2.735378 | 0.002825 | 2444.279691 | 1.912001 |  | 2.748700 | 0.470724 |  | 20 | 0.215866 | 0.109583 | 0 | 0 | 2.748734 | 0.000012 | 0.045720 | Threaded | M_Cross - Generic: Standard | Schedule 40 | M_Elbow - Generic: Standard | 1 | M_Transition - Generic: Standard | M_Coupling - Generic: Standard
128573 | Level 1 | ExpectedLife |  | 631173 | New Construction | AccessibilityPerformance | WarrantyGuarantorParts |  | FIXED | Hydronic Return Unit A | CodePerformance | 154873 |  |  |  | 128442 | 0.000000 | 128572 | Reference | Pipe Types:Mechanical Pipe | 25 mm | 128599,128601,128603,128605,128607,154926,155000,155001,155002,155003 | 0M1MlFbh152gbEV8uyEarr | Color | 33 | Pipe Types:Mechanical Pipe:631173 |  |  | 128573 | WarrantyGuarantorLabor |  |  |  | ModelNumber | Features |  |  |  | Hydronic Supply | [8 empty] | 0.177800 | 622 | ReplacementCost |  | Constituents |  | Finish | Grade | Carbon Steel | ModelReference | NominalHeight | NominalLength | NominalWidth | ProductionYear | Shape | SustainabilityPerformance | WarrantyDescription | WarrantyDurationLabor | WarrantyDurationParts | Manufacturer | [22 empty] | 0.099363 | [36 empty] | 0.082021 |  | M_Tee - Generic: Standard | Level 1 | 0.000000 | 0.087417 |  | 1 | 0.164478 | 0.002825 | 2444.279691 | 1.912001 |  | 0.177800 | 0.470724 |  | 21 | 0.007804 | 0.109583 | 0 | 0 | 0.177800 | 0.000000 | 0.045720 | Threaded | M_Cross - Generic: Standard | Schedule 40 | M_Elbow - Generic: Standard | 1 | M_Transition - Generic: Standard | M_Coupling - Generic: Standard
128743 | Level 1 | ExpectedLife |  | 631181 | New Construction | AccessibilityPerformance | WarrantyGuarantorParts |  | FIXED | Hydronic Return Unit A | CodePerformance | 154873 |  |  |  | 128612 | 0.000000 | 128742 | Reference | Pipe Types:Mechanical Pipe | 25 mm | 128769,128771,128773,128775,128777,154926,155000,155001,155002,155003 | 0M1MlFbh152gbEV8uyEarz | Color | 33 | Pipe Types:Mechanical Pipe:631181 |  |  | 128743 | WarrantyGuarantorLabor |  |  |  | ModelNumber | Features |  |  |  | Hydronic Supply | [8 empty] | 0.177800 | 623 | ReplacementCost |  | Constituents |  | Finish | Grade | Carbon Steel | ModelReference | NominalHeight | NominalLength | NominalWidth | ProductionYear | Shape | SustainabilityPerformance | WarrantyDescription | WarrantyDurationLabor | WarrantyDurationParts | Manufacturer | [22 empty] | 0.073725 | [36 empty] | 0.082021 |  | M_Tee - Generic: Standard | Level 1 | 0.000000 | 0.087417 |  | 1 | 0.164478 | 0.002825 | 2444.279691 | 1.912001 |  | 0.177800 | 0.470724 |  | 21 | 0.005790 | 0.109583 | 0 | 0 | 0.177800 | 0.000000 | 0.045720 | Threaded | M_Cross - Generic: Standard | Schedule 40 | M_Elbow - Generic: Standard | 1 | M_Transition - Generic: Standard | M_Coupling - Generic: Standard
128958 | Level 1 | ExpectedLife |  | 631284 | New Construction | AccessibilityPerformance | WarrantyGuarantorParts |  | FIXED | Hydronic Return Unit A | CodePerformance | 154873 |  |  |  | 128827 | 0.000000 | 128957 | Reference | Pipe Types:Mechanical Pipe | 25 mm | 128983,128985,128987,128989,128991,154926,155000,155001,155002,155003 | 0M1MlFbh152gbEV8uyEaq4 | Color | 33 | Pipe Types:Mechanical Pipe:631284 |  |  | 128958 | WarrantyGuarantorLabor |  |  |  | ModelNumber | Features |  |  |  | Hydronic Supply | [8 empty] | 0.198437 | 625 | ReplacementCost |  | Constituents |  | Finish | Grade | Carbon Steel | ModelReference | NominalHeight | NominalLength | NominalWidth | ProductionYear | Shape | SustainabilityPerformance | WarrantyDescription | WarrantyDurationLabor | WarrantyDurationParts | Manufacturer | [22 empty] | 2.529625 | [36 empty] | 0.082021 |  | M_Tee - Generic: Standard | Level 1 | 0.000000 | 0.087417 |  | 1 | 0.198437 | 0.002825 | 2444.279691 | 1.912001 |  | 2.728063 | 0.470724 |  | 21 | 0.198676 | 0.109583 | 0 | 0 | 0.198437 |  | 0.045720 | Threaded | M_Cross - Generic: Standard | Schedule 40 | M_Elbow - Generic: Standard | 1 | M_Transition - Generic: Standard | M_Coupling - Generic: Standard
129211 | Level 1 | ExpectedLife |  | 631288 | New Construction | AccessibilityPerformance | WarrantyGuarantorParts |  | FIXED | Hydronic Return Unit A | CodePerformance | 154873 |  |  |  | 129038 | 0.000000 | 129210 | Reference | Pipe Types:Mechanical Pipe | 25 mm | 129237,129239,129241,129243,129245,154926,155000,155001,155002,155003 | 0M1MlFbh152gbEV8uyEaq8 | Color | 33 | Pipe Types:Mechanical Pipe:631288 |  |  | 129211 | WarrantyGuarantorLabor |  |  |  | ModelNumber | Features |  |  |  | Hydronic Supply | [8 empty] | 2.748734 | 626 | ReplacementCost |  | Constituents |  | Finish | Grade | Carbon Steel | ModelReference | NominalHeight | NominalLength | NominalWidth | ProductionYear | Shape | SustainabilityPerformance | WarrantyDescription | WarrantyDurationLabor | WarrantyDurationParts | Manufacturer | [22 empty] | 1.101892 | [36 empty] | 0.082021 |  | M_Tee - Generic: Standard | Level 1 | 0.000000 | 0.087417 |  | 1 | 2.735378 | 0.002825 | 2444.279691 | 1.912001 |  | 2.748700 | 0.470724 |  | 21 | 0.086542 | 0.109583 | 0 | 0 | 2.748734 | 0.000031 | 0.045720 | Threaded | M_Cross - Generic: Standard | Schedule 40 | M_Elbow - Generic: Standard | 1 | M_Transition - Generic: Standard | M_Coupling - Generic: Standard
132215 | Level 1 | ExpectedLife |  | 631906 | New Construction | AccessibilityPerformance | WarrantyGuarantorParts |  | FIXED | Hydronic Return Unit A | CodePerformance | 154873 |  |  |  | 132084 | 0.000000 | 132214 | Reference | Pipe Types:Mechanical Pipe | 25 mm | 132240,132242,132244,132246,132248,154926,155000,155001,155002,155003 | 0DnvxkL756Y97TD6P8aumh | Color | 33 | Pipe Types:Mechanical Pipe:631906 |  |  | 132215 | WarrantyGuarantorLabor |  |  |  | ModelNumber | Features |  |  |  | Hydronic Supply | [8 empty] | 3.257163 | 630 | ReplacementCost |  | Constituents |  | Finish | Grade | Carbon Steel | ModelReference | NominalHeight | NominalLength | NominalWidth | ProductionYear | Shape | SustainabilityPerformance | WarrantyDescription | WarrantyDurationLabor | WarrantyDurationParts | Manufacturer | [22 empty] | 0.487825 | [36 empty] | 0.082021 |  | M_Tee - Generic: Standard | Level 1 | 0.000000 | 0.087417 |  | 1 | 2.769338 | 0.002825 | 2444.279691 | 1.912001 |  | 2.769337 | 0.470724 |  | 22 | 0.038314 | 0.109583 | 0 | 0 | 3.257163 |  | 0.045720 | Threaded | M_Cross - Generic: Standard | Schedule 40 | M_Elbow - Generic: Standard | 1 | M_Transition - Generic: Standard | M_Coupling - Generic: Standard
132471 | Level 1 | ExpectedLife |  | 631911 | New Construction | AccessibilityPerformance | WarrantyGuarantorParts |  | FIXED | Hydronic Return Unit A | CodePerformance | 154873 |  |  |  | 132298 | 0.000000 | 132470 | Reference | Pipe Types:Mechanical Pipe | 25 mm | 132497,132499,132501,132503,132505,154926,155000,155001,155002,155003 | 0DnvxkL756Y97TD6P8aumk | Color | 33 | Pipe Types:Mechanical Pipe:631911 |  |  | 132471 | WarrantyGuarantorLabor |  |  |  | ModelNumber | Features |  |  |  | Hydronic Supply | [8 empty] | 2.748734 | 631 | ReplacementCost |  | Constituents |  | Finish | Grade | Carbon Steel | ModelReference | NominalHeight | NominalLength | NominalWidth | ProductionYear | Shape | SustainabilityPerformance | WarrantyDescription | WarrantyDurationLabor | WarrantyDurationParts | Manufacturer | [22 empty] | 3.305646 | [36 empty] | 0.082021 |  | M_Tee - Generic: Standard | Level 1 | 0.000000 | 0.087417 |  | 1 | 2.735378 | 0.002825 | 2444.279691 | 1.912001 |  | 2.748700 | 0.470724 |  | 22 | 0.259625 | 0.109583 | 0 | 0 | 2.748734 | 0.000010 | 0.045720 | Threaded | M_Cross - Generic: Standard | Schedule 40 | M_Elbow - Generic: Standard | 1 | M_Transition - Generic: Standard | M_Coupling - Generic: Standard
135262 | Level 1 | ExpectedLife |  | 631981 | New Construction | AccessibilityPerformance | WarrantyGuarantorParts |  | FIXED | Hydronic Return Unit A | CodePerformance | 154873 |  |  |  | 135131 | 0.000000 | 135261 | Reference | Pipe Types:Mechanical Pipe | 25 mm | 135288,135290,135292,135294,135296,154926,155000,155001,155002,155003 | 0DnvxkL756Y97TD6P8aupa | Color | 33 | Pipe Types:Mechanical Pipe:631981 |  |  | 135262 | WarrantyGuarantorLabor |  |  |  | ModelNumber | Features |  |  |  | Hydronic Supply | [8 empty] | 2.748700 | 633 | ReplacementCost |  | Constituents |  | Finish | Grade | Carbon Steel | ModelReference | NominalHeight | NominalLength | NominalWidth | ProductionYear | Shape | SustainabilityPerformance | WarrantyDescription | WarrantyDurationLabor | WarrantyDurationParts | Manufacturer | [22 empty] | 0.112688 | [36 empty] | 0.082021 |  | M_Tee - Generic: Standard | Level 1 | 0.000000 | 0.087417 |  | 1 | 2.735378 | 0.002825 | 2444.279691 | 1.912001 |  | 2.748700 | 0.470724 |  | 23 | 0.008850 | 0.109583 | 0 | 0 | 2.748700 | 0.000000 | 0.045720 | Threaded | M_Cross - Generic: Standard | Schedule 40 | M_Elbow - Generic: Standard | 1 | M_Transition - Generic: Standard | M_Coupling - Generic: Standard
135602 | Level 1 | ExpectedLife |  | 631991 | New Construction | AccessibilityPerformance | WarrantyGuarantorParts |  | FIXED | Hydronic Return Unit A | CodePerformance | 154873 |  |  |  | 135471 | 0.000000 | 135601 | Reference | Pipe Types:Mechanical Pipe | 25 mm | 135627,135629,135631,135633,135635,154926,155000,155001,155002,155003 | 0DnvxkL756Y97TD6P8aup_ | Color | 33 | Pipe Types:Mechanical Pipe:631991 |  |  | 135602 | WarrantyGuarantorLabor |  |  |  | ModelNumber | Features |  |  |  | Hydronic Supply | [8 empty] | 3.257163 | 635 | ReplacementCost |  | Constituents |  | Finish | Grade | Carbon Steel | ModelReference | NominalHeight | NominalLength | NominalWidth | ProductionYear | Shape | SustainabilityPerformance | WarrantyDescription | WarrantyDurationLabor | WarrantyDurationParts | Manufacturer | [22 empty] | 0.487825 | [36 empty] | 0.082021 |  | M_Tee - Generic: Standard | Level 1 | 0.000000 | 0.087417 |  | 1 | 2.769337 | 0.002825 | 2444.279691 | 1.912001 |  | 2.769337 | 0.470724 |  | 23 | 0.038314 | 0.109583 | 0 | 0 | 3.257163 |  | 0.045720 | Threaded | M_Cross - Generic: Standard | Schedule 40 | M_Elbow - Generic: Standard | 1 | M_Transition - Generic: Standard | M_Coupling - Generic: Standard
135882 | Level 1 | ExpectedLife |  | 631996 | New Construction | AccessibilityPerformance | WarrantyGuarantorParts |  | FIXED | Hydronic Return Unit A | CodePerformance | 154873 |  |  |  | 135727 | 0.000000 | 135881 | Reference | Pipe Types:Mechanical Pipe | 25 mm | 135908,135910,135912,135914,135916,154926,155000,155001,155002,155003 | 0DnvxkL756Y97TD6P8aupr | Color | 33 | Pipe Types:Mechanical Pipe:631996 |  |  | 135882 | WarrantyGuarantorLabor |  |  |  | ModelNumber | Features |  |  |  | Hydronic Supply | [8 empty] | 2.748735 | 636 | ReplacementCost |  | Constituents |  | Finish | Grade | Carbon Steel | ModelReference | NominalHeight | NominalLength | NominalWidth | ProductionYear | Shape | SustainabilityPerformance | WarrantyDescription | WarrantyDurationLabor | WarrantyDurationParts | Manufacturer | [22 empty] | 3.645593 | [36 empty] | 0.082021 |  | M_Tee - Generic: Standard | Level 1 | 0.000000 | 0.087417 |  | 1 | 2.735378 | 0.002825 | 2444.279691 | 1.912001 |  | 2.748700 | 0.470724 |  | 23 | 0.286324 | 0.109583 | 0 | 0 | 2.748735 | 0.000009 | 0.045720 | Threaded | M_Cross - Generic: Standard | Schedule 40 | M_Elbow - Generic: Standard | 1 | M_Transition - Generic: Standard | M_Coupling - Generic: Standard
136181 | Level 1 | ExpectedLife |  | 632407 | New Construction | AccessibilityPerformance | WarrantyGuarantorParts |  | FIXED | Hydronic Supply Unit B | CodePerformance | 154873 |  |  |  | 136050 | 0.000000 | 136180 | Reference | Pipe Types:Mechanical Pipe | 25 mm | 136209,136211,136213,136215,136217,154926,155000,155001,155002,155003 | 0elyyE$1L6oAbZlGwF2_hz | Color | 33 | Pipe Types:Mechanical Pipe:632407 |  |  | 136181 | WarrantyGuarantorLabor |  |  |  | ModelNumber | Features |  |  |  | Hydronic Supply | [8 empty] | 0.177800 | 641 | ReplacementCost |  | Constituents |  | Finish | Grade | Carbon Steel | ModelReference | NominalHeight | NominalLength | NominalWidth | ProductionYear | Shape | SustainabilityPerformance | WarrantyDescription | WarrantyDurationLabor | WarrantyDurationParts | Manufacturer | [22 empty] | 0.054363 | [36 empty] | 0.082021 |  | M_Tee - Generic: Standard | Level 1 | 0.000000 | 0.087417 | 0.704675 | 0 | 0.164478 | 0.002119 | 1833.209768 | 1.912001 | 0.034911 | 0.177800 | 0.353043 | 0.125682 | 18 | 0.004270 | 0.109583 | 0 | 0 | 0.177800 | 0.000000 | 0.045720 | Threaded | M_Cross - Generic: Standard | Schedule 40 | M_Elbow - Generic: Standard | 1 | M_Transition - Generic: Standard | M_Coupling - Generic: Standard
136353 | Level 1 | ExpectedLife |  | 632415 | New Construction | AccessibilityPerformance | WarrantyGuarantorParts |  | FIXED | Hydronic Supply Unit B | CodePerformance | 154873 |  |  |  | 136222 | 0.000000 | 136352 | Reference | Pipe Types:Mechanical Pipe | 25 mm | 136381,136383,136385,136387,136389,154926,155000,155001,155002,155003 | 0elyyE$1L6oAbZlGwF2_hr | Color | 33 | Pipe Types:Mechanical Pipe:632415 |  |  | 136353 | WarrantyGuarantorLabor |  |  |  | ModelNumber | Features |  |  |  | Hydronic Supply | [8 empty] | 0.177800 | 642 | ReplacementCost |  | Constituents |  | Finish | Grade | Carbon Steel | ModelReference | NominalHeight | NominalLength | NominalWidth | ProductionYear | Shape | SustainabilityPerformance | WarrantyDescription | WarrantyDurationLabor | WarrantyDurationParts | Manufacturer | [22 empty] | 0.048718 | [36 empty] | 0.082021 |  | M_Tee - Generic: Standard | Level 1 | 0.000000 | 0.087417 | 0.704675 | 0 | 0.164478 | 0.002119 | 1833.209768 | 1.912001 | 0.034911 | 0.177800 | 0.353043 | 0.112633 | 18 | 0.003826 | 0.109583 | 0 | 0 | 0.177800 | 0.000000 | 0.045720 | Threaded | M_Cross - Generic: Standard | Schedule 40 | M_Elbow - Generic: Standard | 1 | M_Transition - Generic: Standard | M_Coupling - Generic: Standard
136525 | Level 1 | ExpectedLife |  | 632423 | New Construction | AccessibilityPerformance | WarrantyGuarantorParts |  | FIXED | Hydronic Supply Unit B | CodePerformance | 154873 |  |  |  | 136394 | 0.000000 | 136524 | Reference | Pipe Types:Mechanical Pipe | 25 mm | 136552,136554,136556,136558,136560,154926,155000,155001,155002,155003 | 0elyyE$1L6oAbZlGwF2_hD | Color | 33 | Pipe Types:Mechanical Pipe:632423 |  |  | 136525 | WarrantyGuarantorLabor |  |  |  | ModelNumber | Features |  |  |  | Hydronic Supply | [8 empty] | 2.631785 | 643 | ReplacementCost |  | Constituents |  | Finish | Grade | Carbon Steel | ModelReference | NominalHeight | NominalLength | NominalWidth | ProductionYear | Shape | SustainabilityPerformance | WarrantyDescription | WarrantyDurationLabor | WarrantyDurationParts | Manufacturer | [22 empty] | 2.433347 | [36 empty] | 0.082021 |  | M_Tee - Generic: Standard | Level 1 | 0.000000 | 0.087417 | 0.704675 | 0 | 0.198437 | 0.002119 | 1833.209768 | 1.912001 | 0.034911 | 0.198437 | 0.353043 | 5.625721 | 18 | 0.191115 | 0.109583 | 0 | 0 | 2.631785 |  | 0.045720 | Threaded | M_Cross - Generic: Standard | Schedule 40 | M_Elbow - Generic: Standard | 1 | M_Transition - Generic: Standard | M_Coupling - Generic: Standard
137995 | Level 1 | ExpectedLife |  | 632436 | New Construction | AccessibilityPerformance | WarrantyGuarantorParts |  | FIXED | Hydronic Supply Unit B | CodePerformance | 154873 |  |  |  | 137864 | 0.000000 | 137994 | Reference | Pipe Types:Mechanical Pipe | 25 mm | 138023,138025,138027,138029,138031,154926,155000,155001,155002,155003 | 0elyyE$1L6oAbZlGwF2_hU | Color | 33 | Pipe Types:Mechanical Pipe:632436 |  |  | 137995 | WarrantyGuarantorLabor |  |  |  | ModelNumber | Features |  |  |  | Hydronic Supply | [8 empty] | 0.177800 | 645 | ReplacementCost |  | Constituents |  | Finish | Grade | Carbon Steel | ModelReference | NominalHeight | NominalLength | NominalWidth | ProductionYear | Shape | SustainabilityPerformance | WarrantyDescription | WarrantyDurationLabor | WarrantyDurationParts | Manufacturer | [22 empty] | 0.084363 | [36 empty] | 0.082021 |  | M_Tee - Generic: Standard | Level 1 | 0.000000 | 0.087417 | 0.704675 | 0 | 0.164478 | 0.002119 | 1833.209768 | 1.912001 | 0.034911 | 0.177800 | 0.353043 | 0.195040 | 19 | 0.006626 | 0.109583 | 0 | 0 | 0.177800 | 0.000000 | 0.045720 | Threaded | M_Cross - Generic: Standard | Schedule 40 | M_Elbow - Generic: Standard | 1 | M_Transition - Generic: Standard | M_Coupling - Generic: Standard
138167 | Level 1 | ExpectedLife |  | 632442 | New Construction | AccessibilityPerformance | WarrantyGuarantorParts |  | FIXED | Hydronic Supply Unit B | CodePerformance | 154873 |  |  |  | 138036 | 0.000000 | 138166 | Reference | Pipe Types:Mechanical Pipe | 25 mm | 138195,138197,138199,138201,138203,154926,155000,155001,155002,155003 | 0elyyE$1L6oAbZlGwF2_hG | Color | 33 | Pipe Types:Mechanical Pipe:632442 |  |  | 138167 | WarrantyGuarantorLabor |  |  |  | ModelNumber | Features |  |  |  | Hydronic Supply | [8 empty] | 0.177800 | 646 | ReplacementCost |  | Constituents |  | Finish | Grade | Carbon Steel | ModelReference | NominalHeight | NominalLength | NominalWidth | ProductionYear | Shape | SustainabilityPerformance | WarrantyDescription | WarrantyDurationLabor | WarrantyDurationParts | Manufacturer | [22 empty] | 0.048718 | [36 empty] | 0.082021 |  | M_Tee - Generic: Standard | Level 1 | 0.000000 | 0.087417 | 0.704675 | 0 | 0.164478 | 0.002119 | 1833.209768 | 1.912001 | 0.034911 | 0.177800 | 0.353043 | 0.112632 | 19 | 0.003826 | 0.109583 | 0 | 0 | 0.177800 | 0.000000 | 0.045720 | Threaded | M_Cross - Generic: Standard | Schedule 40 | M_Elbow - Generic: Standard | 1 | M_Transition - Generic: Standard | M_Coupling - Generic: Standard
138339 | Level 1 | ExpectedLife |  | 632454 | New Construction | AccessibilityPerformance | WarrantyGuarantorParts |  | FIXED | Hydronic Supply Unit B | CodePerformance | 154873 |  |  |  | 138208 | 0.000000 | 138338 | Reference | Pipe Types:Mechanical Pipe | 25 mm | 138366,138368,138370,138372,138374,154926,155000,155001,155002,155003 | 0elyyE$1L6oAbZlGwF2_ei | Color | 33 | Pipe Types:Mechanical Pipe:632454 |  |  | 138339 | WarrantyGuarantorLabor |  |  |  | ModelNumber | Features |  |  |  | Hydronic Supply | [8 empty] | 2.631790 | 647 | ReplacementCost |  | Constituents |  | Finish | Grade | Carbon Steel | ModelReference | NominalHeight | NominalLength | NominalWidth | ProductionYear | Shape | SustainabilityPerformance | WarrantyDescription | WarrantyDurationLabor | WarrantyDurationParts | Manufacturer | [22 empty] | 2.433352 | [36 empty] | 0.082021 |  | M_Tee - Generic: Standard | Level 1 | 0.000000 | 0.087417 | 0.704675 | 0 | 0.198437 | 0.002119 | 1833.209768 | 1.912001 | 0.034911 | 0.198437 | 0.353043 | 5.625733 | 19 | 0.191115 | 0.109583 | 0 | 0 | 2.631790 |  | 0.045720 | Threaded | M_Cross - Generic: Standard | Schedule 40 | M_Elbow - Generic: Standard | 1 | M_Transition - Generic: Standard | M_Coupling - Generic: Standard
138904 | Level 1 | ExpectedLife |  | 632624 | New Construction | AccessibilityPerformance | WarrantyGuarantorParts |  | FIXED | Hydronic Supply Unit B | CodePerformance | 154873 |  |  |  | 138773 | 0.000000 | 138903 | Reference | Pipe Types:Mechanical Pipe | 25 mm | 138930,138932,138934,138936,138938,154926,155000,155001,155002,155003 | 3QiLL8Zx9EqAsJuxrKS3im | Color | 33 | Pipe Types:Mechanical Pipe:632624 |  |  | 138904 | WarrantyGuarantorLabor |  |  |  | ModelNumber | Features |  |  |  | Hydronic Supply | [8 empty] | 0.177800 | 649 | ReplacementCost |  | Constituents |  | Finish | Grade | Carbon Steel | ModelReference | NominalHeight | NominalLength | NominalWidth | ProductionYear | Shape | SustainabilityPerformance | WarrantyDescription | WarrantyDurationLabor | WarrantyDurationParts | Manufacturer | [22 empty] | 0.099363 | [36 empty] | 0.082021 |  | M_Tee - Generic: Standard | Level 1 | 0.000000 | 0.087417 |  | 1 | 0.164478 | 0.002825 | 2444.279691 | 1.912001 |  | 0.177800 | 0.470724 |  | 20 | 0.007804 | 0.109583 | 0 | 0 | 0.177800 | 0.000000 | 0.045720 | Threaded | M_Cross - Generic: Standard | Schedule 40 | M_Elbow - Generic: Standard | 1 | M_Transition - Generic: Standard | M_Coupling - Generic: Standard
139074 | Level 1 | ExpectedLife |  | 632630 | New Construction | AccessibilityPerformance | WarrantyGuarantorParts |  | FIXED | Hydronic Supply Unit B | CodePerformance | 154873 |  |  |  | 138943 | 0.000000 | 139073 | Reference | Pipe Types:Mechanical Pipe | 25 mm | 139100,139102,139104,139106,139108,154926,155000,155001,155002,155003 | 3QiLL8Zx9EqAsJuxrKS3is | Color | 33 | Pipe Types:Mechanical Pipe:632630 |  |  | 139074 | WarrantyGuarantorLabor |  |  |  | ModelNumber | Features |  |  |  | Hydronic Supply | [8 empty] | 0.177800 | 650 | ReplacementCost |  | Constituents |  | Finish | Grade | Carbon Steel | ModelReference | NominalHeight | NominalLength | NominalWidth | ProductionYear | Shape | SustainabilityPerformance | WarrantyDescription | WarrantyDurationLabor | WarrantyDurationParts | Manufacturer | [22 empty] | 0.058725 | [36 empty] | 0.082021 |  | M_Tee - Generic: Standard | Level 1 | 0.000000 | 0.087417 |  | 1 | 0.164478 | 0.002825 | 2444.279691 | 1.912001 |  | 0.177800 | 0.470724 |  | 20 | 0.004612 | 0.109583 | 0 | 0 | 0.177800 | 0.000000 | 0.045720 | Threaded | M_Cross - Generic: Standard | Schedule 40 | M_Elbow - Generic: Standard | 1 | M_Transition - Generic: Standard | M_Coupling - Generic: Standard
140155 | Level 1 | ExpectedLife |  | 632756 | New Construction | AccessibilityPerformance | WarrantyGuarantorParts |  | FIXED | Hydronic Supply Unit B | CodePerformance | 154873 |  |  |  | 140024 | 0.000000 | 140154 | Reference | Pipe Types:Mechanical Pipe | 25 mm | 140181,140183,140185,140187,140189,154926,155000,155001,155002,155003 | 3QiLL8Zx9EqAsJuxrKS3kq | Color | 33 | Pipe Types:Mechanical Pipe:632756 |  |  | 140155 | WarrantyGuarantorLabor |  |  |  | ModelNumber | Features |  |  |  | Hydronic Supply | [8 empty] | 0.177800 | 656 | ReplacementCost |  | Constituents |  | Finish | Grade | Carbon Steel | ModelReference | NominalHeight | NominalLength | NominalWidth | ProductionYear | Shape | SustainabilityPerformance | WarrantyDescription | WarrantyDurationLabor | WarrantyDurationParts | Manufacturer | [22 empty] | 0.114363 | [36 empty] | 0.082021 |  | M_Tee - Generic: Standard | Level 1 | 0.000000 | 0.087417 |  | 1 | 0.164478 | 0.002825 | 2444.279691 | 1.912001 |  | 0.177800 | 0.470724 |  | 21 | 0.008982 | 0.109583 | 0 | 0 | 0.177800 | 0.000000 | 0.045720 | Threaded | M_Cross - Generic: Standard | Schedule 40 | M_Elbow - Generic: Standard | 1 | M_Transition - Generic: Standard | M_Coupling - Generic: Standard
140325 | Level 1 | ExpectedLife |  | 632764 | New Construction | AccessibilityPerformance | WarrantyGuarantorParts |  | FIXED | Hydronic Supply Unit B | CodePerformance | 154873 |  |  |  | 140194 | 0.000000 | 140324 | Reference | Pipe Types:Mechanical Pipe | 25 mm | 140351,140353,140355,140357,140359,154926,155000,155001,155002,155003 | 3QiLL8Zx9EqAsJuxrKS3ky | Color | 33 | Pipe Types:Mechanical Pipe:632764 |  |  | 140325 | WarrantyGuarantorLabor |  |  |  | ModelNumber | Features |  |  |  | Hydronic Supply | [8 empty] | 0.177800 | 657 | ReplacementCost |  | Constituents |  | Finish | Grade | Carbon Steel | ModelReference | NominalHeight | NominalLength | NominalWidth | ProductionYear | Shape | SustainabilityPerformance | WarrantyDescription | WarrantyDurationLabor | WarrantyDurationParts | Manufacturer | [22 empty] | 0.068725 | [36 empty] | 0.082021 |  | M_Tee - Generic: Standard | Level 1 | 0.000000 | 0.087417 |  | 1 | 0.164478 | 0.002825 | 2444.279691 | 1.912001 |  | 0.177800 | 0.470724 |  | 21 | 0.005398 | 0.109583 | 0 | 0 | 0.177800 | 0.000000 | 0.045720 | Threaded | M_Cross - Generic: Standard | Schedule 40 | M_Elbow - Generic: Standard | 1 | M_Transition - Generic: Standard | M_Coupling - Generic: Standard
148073 | Level 1 | ExpectedLife |  | 649429 | New Construction | AccessibilityPerformance | WarrantyGuarantorParts |  | FIXED | Hydronic Return Unit A | CodePerformance | 154873 |  |  |  | 147942 | 0.000000 | 148072 | Reference | Pipe Types:Mechanical Pipe | 25 mm | 148101,148103,148105,148107,148109,154926,155000,155001,155002,155003 | 2KxiGbE0vE4gead5jUKroM | Color | 33 | Pipe Types:Mechanical Pipe:649429 |  |  | 148073 | WarrantyGuarantorLabor |  |  |  | ModelNumber | Features |  |  |  | Hydronic Supply | [8 empty] | 0.177800 | 678 | ReplacementCost |  | Constituents |  | Finish | Grade | Carbon Steel | ModelReference | NominalHeight | NominalLength | NominalWidth | ProductionYear | Shape | SustainabilityPerformance | WarrantyDescription | WarrantyDurationLabor | WarrantyDurationParts | Manufacturer | [22 empty] | 0.025400 | [36 empty] | 0.082021 |  | M_Tee - Generic: Standard | Level 1 | 0.000000 | 0.087417 | 0.704675 | 0 | 0.164478 | 0.002119 | 1833.209768 | 1.912001 | 0.034911 | 0.177800 | 0.353043 | 0.058723 | 19 | 0.001995 | 0.109583 | 0 | 0 | 0.177800 | 0.000000 | 0.045720 | Threaded | M_Cross - Generic: Standard | Schedule 40 | M_Elbow - Generic: Standard | 1 | M_Transition - Generic: Standard | M_Coupling - Generic: Standard
148245 | Level 1 | ExpectedLife |  | 649430 | New Construction | AccessibilityPerformance | WarrantyGuarantorParts |  | FIXED | Hydronic Return Unit A | CodePerformance | 154873 |  |  |  | 148114 | 0.000000 | 148244 | Reference | Pipe Types:Mechanical Pipe | 25 mm | 148273,148275,148277,148279,148281,154926,155000,155001,155002,155003 | 2KxiGbE0vE4gead5jUKroL | Color | 33 | Pipe Types:Mechanical Pipe:649430 |  |  | 148245 | WarrantyGuarantorLabor |  |  |  | ModelNumber | Features |  |  |  | Hydronic Supply | [8 empty] | 0.177800 | 679 | ReplacementCost |  | Constituents |  | Finish | Grade | Carbon Steel | ModelReference | NominalHeight | NominalLength | NominalWidth | ProductionYear | Shape | SustainabilityPerformance | WarrantyDescription | WarrantyDurationLabor | WarrantyDurationParts | Manufacturer | [22 empty] | 0.048718 | [36 empty] | 0.082021 |  | M_Tee - Generic: Standard | Level 1 | 0.000000 | 0.087417 | 0.704675 | 0 | 0.164478 | 0.002119 | 1833.209768 | 1.912001 | 0.034911 | 0.177800 | 0.353043 | 0.112633 | 19 | 0.003826 | 0.109583 | 0 | 0 | 0.177800 | 0.000000 | 0.045720 | Threaded | M_Cross - Generic: Standard | Schedule 40 | M_Elbow - Generic: Standard | 1 | M_Transition - Generic: Standard | M_Coupling - Generic: Standard
148417 | Level 1 | ExpectedLife |  | 649433 | New Construction | AccessibilityPerformance | WarrantyGuarantorParts |  | FIXED | Hydronic Return Unit A | CodePerformance | 154873 |  |  |  | 148286 | 0.000000 | 148416 | Reference | Pipe Types:Mechanical Pipe | 25 mm | 148444,148446,148448,148450,148452,154926,155000,155001,155002,155003 | 2KxiGbE0vE4gead5jUKroQ | Color | 33 | Pipe Types:Mechanical Pipe:649433 |  |  | 148417 | WarrantyGuarantorLabor |  |  |  | ModelNumber | Features |  |  |  | Hydronic Supply | [8 empty] | 2.721747 | 680 | ReplacementCost |  | Constituents |  | Finish | Grade | Carbon Steel | ModelReference | NominalHeight | NominalLength | NominalWidth | ProductionYear | Shape | SustainabilityPerformance | WarrantyDescription | WarrantyDurationLabor | WarrantyDurationParts | Manufacturer | [22 empty] | 2.523310 | [36 empty] | 0.082021 |  | M_Tee - Generic: Standard | Level 1 | 0.000000 | 0.087417 | 0.704675 | 0 | 0.198437 | 0.002119 | 1833.209768 | 1.912001 | 0.034911 | 0.198437 | 0.353043 | 5.833707 | 19 | 0.198180 | 0.109583 | 0 | 0 | 2.721747 |  | 0.045720 | Threaded | M_Cross - Generic: Standard | Schedule 40 | M_Elbow - Generic: Standard | 1 | M_Transition - Generic: Standard | M_Coupling - Generic: Standard
148890 | Level 1 | ExpectedLife |  | 649459 | New Construction | AccessibilityPerformance | WarrantyGuarantorParts |  | FIXED | Hydronic Return Unit A | CodePerformance | 154873 |  |  |  | 148759 | 0.000000 | 148889 | Reference | Pipe Types:Mechanical Pipe | 25 mm | 148918,148920,148922,148924,148926,154926,155000,155001,155002,155003 | 2KxiGbE0vE4gead5jUKrom | Color | 33 | Pipe Types:Mechanical Pipe:649459 |  |  | 148890 | WarrantyGuarantorLabor |  |  |  | ModelNumber | Features |  |  |  | Hydronic Supply | [8 empty] | 0.177800 | 682 | ReplacementCost |  | Constituents |  | Finish | Grade | Carbon Steel | ModelReference | NominalHeight | NominalLength | NominalWidth | ProductionYear | Shape | SustainabilityPerformance | WarrantyDescription | WarrantyDurationLabor | WarrantyDurationParts | Manufacturer | [22 empty] | 0.025400 | [36 empty] | 0.082021 |  | M_Tee - Generic: Standard | Level 1 | 0.000000 | 0.087417 | 0.704675 | 0 | 0.164478 | 0.002119 | 1833.209768 | 1.912001 | 0.034911 | 0.177800 | 0.353043 | 0.058723 | 18 | 0.001995 | 0.109583 | 0 | 0 | 0.177800 | 0.000000 | 0.045720 | Threaded | M_Cross - Generic: Standard | Schedule 40 | M_Elbow - Generic: Standard | 1 | M_Transition - Generic: Standard | M_Coupling - Generic: Standard
149062 | Level 1 | ExpectedLife |  | 649460 | New Construction | AccessibilityPerformance | WarrantyGuarantorParts |  | FIXED | Hydronic Return Unit A | CodePerformance | 154873 |  |  |  | 148931 | 0.000000 | 149061 | Reference | Pipe Types:Mechanical Pipe | 25 mm | 149090,149092,149094,149096,149098,154926,155000,155001,155002,155003 | 2KxiGbE0vE4gead5jUKrot | Color | 33 | Pipe Types:Mechanical Pipe:649460 |  |  | 149062 | WarrantyGuarantorLabor |  |  |  | ModelNumber | Features |  |  |  | Hydronic Supply | [8 empty] | 0.177800 | 683 | ReplacementCost |  | Constituents |  | Finish | Grade | Carbon Steel | ModelReference | NominalHeight | NominalLength | NominalWidth | ProductionYear | Shape | SustainabilityPerformance | WarrantyDescription | WarrantyDurationLabor | WarrantyDurationParts | Manufacturer | [22 empty] | 0.048718 | [36 empty] | 0.082021 |  | M_Tee - Generic: Standard | Level 1 | 0.000000 | 0.087417 | 0.704675 | 0 | 0.164478 | 0.002119 | 1833.209768 | 1.912001 | 0.034911 | 0.177800 | 0.353043 | 0.112633 | 18 | 0.003826 | 0.109583 | 0 | 0 | 0.177800 | 0.000000 | 0.045720 | Threaded | M_Cross - Generic: Standard | Schedule 40 | M_Elbow - Generic: Standard | 1 | M_Transition - Generic: Standard | M_Coupling - Generic: Standard
149234 | Level 1 | ExpectedLife |  | 649463 | New Construction | AccessibilityPerformance | WarrantyGuarantorParts |  | FIXED | Hydronic Return Unit A | CodePerformance | 154873 |  |  |  | 149103 | 0.000000 | 149233 | Reference | Pipe Types:Mechanical Pipe | 25 mm | 149261,149263,149265,149267,149269,154926,155000,155001,155002,155003 | 2KxiGbE0vE4gead5jUKroq | Color | 33 | Pipe Types:Mechanical Pipe:649463 |  |  | 149234 | WarrantyGuarantorLabor |  |  |  | ModelNumber | Features |  |  |  | Hydronic Supply | [8 empty] | 2.721747 | 684 | ReplacementCost |  | Constituents |  | Finish | Grade | Carbon Steel | ModelReference | NominalHeight | NominalLength | NominalWidth | ProductionYear | Shape | SustainabilityPerformance | WarrantyDescription | WarrantyDurationLabor | WarrantyDurationParts | Manufacturer | [22 empty] | 2.523310 | [36 empty] | 0.082021 |  | M_Tee - Generic: Standard | Level 1 | 0.000000 | 0.087417 | 0.704675 | 0 | 0.198437 | 0.002119 | 1833.209768 | 1.912001 | 0.034911 | 0.198437 | 0.353043 | 5.833707 | 18 | 0.198180 | 0.109583 | 0 | 0 | 2.721747 |  | 0.045720 | Threaded | M_Cross - Generic: Standard | Schedule 40 | M_Elbow - Generic: Standard | 1 | M_Transition - Generic: Standard | M_Coupling - Generic: Standard
7915 | Level 2 | ExpectedLife |  | 540160 | New Construction | AccessibilityPerformance | WarrantyGuarantorParts |  | FIXED | Hydronic Return Unit A | CodePerformance | 154881 |  |  |  | 7783 | 0.000000 | 7914 | Reference | Pipe Types:Mechanical Pipe | 25 mm | 7991,7993,7995,7997,7999,8001,154926,155000,155001,155002,155003 | 3XVSz3T8LA7fOLcjR5eFEn | Color | 33 | Pipe Types:Mechanical Pipe:540160 |  | InstallationDate | 7915 | WarrantyGuarantorLabor |  |  |  | ModelNumber | Features | TagNumber |  | BarCode | Hydronic Supply |  |  |  |  | SerialNumber | WarrantyStartDate | AssetIdentifier |  | -0.351265 | 5 | ReplacementCost |  | Constituents |  | Finish | Grade | Carbon Steel | ModelReference | NominalHeight | NominalLength | NominalWidth | ProductionYear | Shape | SustainabilityPerformance | WarrantyDescription | WarrantyDurationLabor | WarrantyDurationParts | Manufacturer | [22 empty] | 0.678725 | [36 empty] | 0.082021 |  | M_Tee - Generic: Standard | Level 2 | 0.000000 | 0.087417 | 0.000000 | 0 | 2.735412 | 0.000000 | 0.000000 | 1.912001 | 0.000000 | -0.351265 | 0.000000 | 0.000000 | 32 | 0.053307 | 0.109583 | 0 | 0 | -0.351265 | 0.000000 | 0.045720 | Threaded | M_Cross - Generic: Standard | Schedule 40 | M_Elbow - Generic: Standard | 1 | M_Transition - Generic: Standard | M_Coupling - Generic: Standard
8141 | Level 2 | ExpectedLife |  | 540175 | New Construction | AccessibilityPerformance | WarrantyGuarantorParts |  | FIXED | Hydronic Return Unit A | CodePerformance | 154881 |  |  |  | 8010 | 0.000000 | 8140 | Reference | Pipe Types:Mechanical Pipe | 25 mm | 8176,8178,8180,8182,8184,8186,154926,155000,155001,155002,155003 | 3XVSz3T8LA7fOLcjR5eFE_ | Color | 33 | Pipe Types:Mechanical Pipe:540175 |  | InstallationDate | 8141 | WarrantyGuarantorLabor |  |  |  | ModelNumber | Features | TagNumber |  | BarCode | Hydronic Supply |  |  |  |  | SerialNumber | WarrantyStartDate | AssetIdentifier |  | -0.351265 | 7 | ReplacementCost |  | Constituents |  | Finish | Grade | Carbon Steel | ModelReference | NominalHeight | NominalLength | NominalWidth | ProductionYear | Shape | SustainabilityPerformance | WarrantyDescription | WarrantyDurationLabor | WarrantyDurationParts | Manufacturer | [22 empty] | 2.987482 | [36 empty] | 0.082021 |  | M_Tee - Generic: Standard | Level 2 | 0.000000 | 0.087417 | 38.053454 | 2 | 2.735412 | 0.004944 | 4277.489459 | 1.912001 | 0.346273 | -0.351265 | 0.823768 | 372.979003 | 9 | 0.234636 | 0.109583 | 0 | 0 | -0.351265 | 0.000000 | 0.045720 | Threaded | M_Cross - Generic: Standard | Schedule 40 | M_Elbow - Generic: Standard | 1 | M_Transition - Generic: Standard | M_Coupling - Generic: Standard
8322 | Level 2 | ExpectedLife |  | 540182 | New Construction | AccessibilityPerformance | WarrantyGuarantorParts |  | FIXED | Hydronic Return Unit A | CodePerformance | 154881 |  |  |  | 8191 | 0.000000 | 8321 | Reference | Pipe Types:Mechanical Pipe | 25 mm | 8357,8359,8361,8363,8365,8367,154926,155000,155001,155002,155003 | 3XVSz3T8LA7fOLcjR5eFEd | Color | 33 | Pipe Types:Mechanical Pipe:540182 |  | InstallationDate | 8322 | WarrantyGuarantorLabor |  |  |  | ModelNumber | Features | TagNumber |  | BarCode | Hydronic Supply |  |  |  |  | SerialNumber | WarrantyStartDate | AssetIdentifier |  | -0.351265 | 8 | ReplacementCost |  | Constituents |  | Finish | Grade | Carbon Steel | ModelReference | NominalHeight | NominalLength | NominalWidth | ProductionYear | Shape | SustainabilityPerformance | WarrantyDescription | WarrantyDurationLabor | WarrantyDurationParts | Manufacturer | [22 empty] | 0.136058 | [36 empty] | 0.082021 |  | M_Tee - Generic: Standard | Level 2 | 0.000000 | 0.087417 | 38.053454 | 2 | 2.735412 | 0.004944 | 4277.489459 | 1.912001 | 0.346273 | -0.351265 | 0.823768 | 16.986473 | 9 | 0.010686 | 0.109583 | 0 | 0 | -0.351265 | 0.000000 | 0.045720 | Threaded | M_Cross - Generic: Standard | Schedule 40 | M_Elbow - Generic: Standard | 1 | M_Transition - Generic: Standard | M_Coupling - Generic: Standard
8503 | Level 2 | ExpectedLife |  | 540200 | New Construction | AccessibilityPerformance | WarrantyGuarantorParts |  | FIXED | Hydronic Return Unit A | CodePerformance | 154881 |  |  |  | 8372 | 0.000000 | 8502 | Reference | Pipe Types:Mechanical Pipe | 25 mm | 8537,8539,8541,8543,8545,8547,154926,155000,155001,155002,155003 | 3XVSz3T8LA7fOLcjR5eFEP | Color | 33 | Pipe Types:Mechanical Pipe:540200 |  | InstallationDate | 8503 | WarrantyGuarantorLabor |  |  |  | ModelNumber | Features | TagNumber |  | BarCode | Hydronic Supply |  |  |  |  | SerialNumber | WarrantyStartDate | AssetIdentifier |  | 0.157162 | 11 | ReplacementCost |  | Constituents |  | Finish | Grade | Carbon Steel | ModelReference | NominalHeight | NominalLength | NominalWidth | ProductionYear | Shape | SustainabilityPerformance | WarrantyDescription | WarrantyDurationLabor | WarrantyDurationParts | Manufacturer | [22 empty] | 0.487790 | [36 empty] | 0.082021 |  | M_Tee - Generic: Standard | Level 2 | 0.000000 | 0.087417 | 38.053454 | 2 | 2.769372 | 0.004944 | 4277.489459 | 1.912001 | 0.346273 | -0.330628 | 0.823768 | 60.899319 | 9 | 0.038311 | 0.109583 | 0 | 0 | 0.157162 |  | 0.045720 | Threaded | M_Cross - Generic: Standard | Schedule 40 | M_Elbow - Generic: Standard | 1 | M_Transition - Generic: Standard | M_Coupling - Generic: Standard
11125 | Level 2 | ExpectedLife |  | 545888 | New Construction | AccessibilityPerformance | WarrantyGuarantorParts |  | FIXED | Hydronic Return Unit A | CodePerformance | 154881 |  |  |  | 10994 | 0.000000 | 11124 | Reference | Pipe Types:Mechanical Pipe | 25 mm | 11159,11161,11163,11165,11167,11169,154926,155000,155001,155002,155003 | 2N0HEBexr8OuOYHpRXqZ$9 | Color | 33 | Pipe Types:Mechanical Pipe:545888 |  | InstallationDate | 11125 | WarrantyGuarantorLabor |  |  |  | ModelNumber | Features | TagNumber |  | BarCode | Hydronic Supply |  |  |  |  | SerialNumber | WarrantyStartDate | AssetIdentifier |  | -0.351266 | 143 | ReplacementCost |  | Constituents |  | Finish | Grade | Carbon Steel | ModelReference | NominalHeight | NominalLength | NominalWidth | ProductionYear | Shape | SustainabilityPerformance | WarrantyDescription | WarrantyDurationLabor | WarrantyDurationParts | Manufacturer | [22 empty] | 4.293935 | [36 empty] | 0.082021 |  | M_Tee - Generic: Standard | Level 2 | 0.000000 | 0.087417 | 0.000000 | 0 | 2.735412 | 0.000000 | 0.000000 | 1.912001 | 0.000000 | -0.351266 | 0.000000 | 0.000000 | 46 | 0.337245 | 0.109583 | 0 | 0 | -0.351266 | 0.000000 | 0.045720 | Threaded | M_Cross - Generic: Standard | Schedule 40 | M_Elbow - Generic: Standard | 1 | M_Transition - Generic: Standard | M_Coupling - Generic: Standard
11305 | Level 2 | ExpectedLife |  | 546125 | New Construction | AccessibilityPerformance | WarrantyGuarantorParts |  | FIXED | Hydronic Return Unit A | CodePerformance | 154881 |  |  |  | 11174 | 0.000000 | 11304 | Reference | Pipe Types:Mechanical Pipe | 25 mm | 11339,11341,11343,11345,11347,11349,154926,155000,155001,155002,155003 | 2N0HEBexr8OuOYHpRXqZxa | Color | 33 | Pipe Types:Mechanical Pipe:546125 |  | InstallationDate | 11305 | WarrantyGuarantorLabor |  |  |  | ModelNumber | Features | TagNumber |  | BarCode | Hydronic Supply |  |  |  |  | SerialNumber | WarrantyStartDate | AssetIdentifier |  | -0.351257 | 146 | ReplacementCost |  | Constituents |  | Finish | Grade | Carbon Steel | ModelReference | NominalHeight | NominalLength | NominalWidth | ProductionYear | Shape | SustainabilityPerformance | WarrantyDescription | WarrantyDurationLabor | WarrantyDurationParts | Manufacturer | [22 empty] | 1.359363 | [36 empty] | 0.082021 |  | M_Tee - Generic: Standard | Level 2 | 0.000000 | 0.087417 | 0.000000 | 0 | 2.735420 | 0.000000 | 0.000000 | 1.912001 | 0.000000 | -0.351255 | 0.000000 | 0.000000 | 48 | 0.106764 | 0.109583 | 0 | 0 | -0.351257 | 0.000000 | 0.045720 | Threaded | M_Cross - Generic: Standard | Schedule 40 | M_Elbow - Generic: Standard | 1 | M_Transition - Generic: Standard | M_Coupling - Generic: Standard
11485 | Level 2 | ExpectedLife |  | 546131 | New Construction | AccessibilityPerformance | WarrantyGuarantorParts |  | FIXED | Hydronic Return Unit A | CodePerformance | 154881 |  |  |  | 11354 | 0.000000 | 11484 | Reference | Pipe Types:Mechanical Pipe | 25 mm | 11519,11521,11523,11525,11527,11529,154926,155000,155001,155002,155003 | 2N0HEBexr8OuOYHpRXqZxw | Color | 33 | Pipe Types:Mechanical Pipe:546131 |  | InstallationDate | 11485 | WarrantyGuarantorLabor |  |  |  | ModelNumber | Features | TagNumber |  | BarCode | Hydronic Supply |  |  |  |  | SerialNumber | WarrantyStartDate | AssetIdentifier |  | -0.351253 | 147 | ReplacementCost |  | Constituents |  | Finish | Grade | Carbon Steel | ModelReference | NominalHeight | NominalLength | NominalWidth | ProductionYear | Shape | SustainabilityPerformance | WarrantyDescription | WarrantyDurationLabor | WarrantyDurationParts | Manufacturer | [22 empty] | 4.235733 | [36 empty] | 0.082021 |  | M_Tee - Generic: Standard | Level 2 | 0.000000 | 0.087417 | 0.000000 | 0 | 2.735425 | 0.000000 | 0.000000 | 1.912001 | 0.000000 | -0.351253 | 0.000000 | 0.000000 | 48 | 0.332674 | 0.109583 | 0 | 0 | -0.351253 | 0.000000 | 0.045720 | Threaded | M_Cross - Generic: Standard | Schedule 40 | M_Elbow - Generic: Standard | 1 | M_Transition - Generic: Standard | M_Coupling - Generic: Standard
11665 | Level 2 | ExpectedLife |  | 546374 | New Construction | AccessibilityPerformance | WarrantyGuarantorParts |  | FIXED | Hydronic Return Unit A | CodePerformance | 154881 |  |  |  | 11534 | 0.000000 | 11664 | Reference | Pipe Types:Mechanical Pipe | 25 mm | 11699,11701,11703,11705,11707,11709,154926,155000,155001,155002,155003 | 2N0HEBexr8OuOYHpRXqZtl | Color | 33 | Pipe Types:Mechanical Pipe:546374 |  | InstallationDate | 11665 | WarrantyGuarantorLabor |  |  |  | ModelNumber | Features | TagNumber |  | BarCode | Hydronic Supply |  |  |  |  | SerialNumber | WarrantyStartDate | AssetIdentifier |  | -0.351253 | 149 | ReplacementCost |  | Constituents |  | Finish | Grade | Carbon Steel | ModelReference | NominalHeight | NominalLength | NominalWidth | ProductionYear | Shape | SustainabilityPerformance | WarrantyDescription | WarrantyDurationLabor | WarrantyDurationParts | Manufacturer | [22 empty] | 0.432472 | [36 empty] | 0.082021 |  | M_Tee - Generic: Standard | Level 2 | 0.000000 | 0.087417 | 0.000000 | 0 | 2.735425 | 0.000000 | 0.000000 | 1.912001 | 0.000000 | -0.351253 | 0.000000 | 0.000000 | 52 | 0.033966 | 0.109583 | 0 | 0 | -0.351253 | 0.000000 | 0.045720 | Threaded | M_Cross - Generic: Standard | Schedule 40 | M_Elbow - Generic: Standard | 1 | M_Transition - Generic: Standard | M_Coupling - Generic: Standard
11893 | Level 2 | ExpectedLife |  | 546381 | New Construction | AccessibilityPerformance | WarrantyGuarantorParts |  | FIXED | Hydronic Return Unit A | CodePerformance | 154881 |  |  |  | 11762 | 0.000000 | 11892 | Reference | Pipe Types:Mechanical Pipe | 25 mm | 11927,11929,11931,11933,11935,11937,154926,155000,155001,155002,155003 | 2N0HEBexr8OuOYHpRXqZta | Color | 33 | Pipe Types:Mechanical Pipe:546381 |  | InstallationDate | 11893 | WarrantyGuarantorLabor |  |  |  | ModelNumber | Features | TagNumber |  | BarCode | Hydronic Supply |  |  |  |  | SerialNumber | WarrantyStartDate | AssetIdentifier |  | -0.351253 | 150 | ReplacementCost |  | Constituents |  | Finish | Grade | Carbon Steel | ModelReference | NominalHeight | NominalLength | NominalWidth | ProductionYear | Shape | SustainabilityPerformance | WarrantyDescription | WarrantyDurationLabor | WarrantyDurationParts | Manufacturer | [22 empty] | 0.637630 | [36 empty] | 0.082021 |  | M_Tee - Generic: Standard | Level 2 | 0.000000 | 0.087417 | 0.000000 | 0 | 2.735425 | 0.000000 | 0.000000 | 1.912001 | 0.000000 | -0.351253 | 0.000000 | 0.000000 | 52 | 0.050079 | 0.109583 | 0 | 0 | -0.351253 | 0.000000 | 0.045720 | Threaded | M_Cross - Generic: Standard | Schedule 40 | M_Elbow - Generic: Standard | 1 | M_Transition - Generic: Standard | M_Coupling - Generic: Standard
12121 | Level 2 | ExpectedLife |  | 546819 | New Construction | AccessibilityPerformance | WarrantyGuarantorParts |  | FIXED | Hydronic Return Unit A | CodePerformance | 154881 |  |  |  | 11990 | 0.000000 | 12120 | Reference | Pipe Types:Mechanical Pipe | 25 mm | 12155,12157,12159,12161,12163,12165,154926,155000,155001,155002,155003 | 2N0HEBexr8OuOYHpRXqZEg | Color | 33 | Pipe Types:Mechanical Pipe:546819 |  | InstallationDate | 12121 | WarrantyGuarantorLabor |  |  |  | ModelNumber | Features | TagNumber |  | BarCode | Hydronic Supply |  |  |  |  | SerialNumber | WarrantyStartDate | AssetIdentifier |  | 0.088650 | 159 | ReplacementCost |  | Constituents |  | Finish | Grade | Carbon Steel | ModelReference | NominalHeight | NominalLength | NominalWidth | ProductionYear | Shape | SustainabilityPerformance | WarrantyDescription | WarrantyDurationLabor | WarrantyDurationParts | Manufacturer | [22 empty] | 0.268479 | [36 empty] | 0.082021 |  | M_Tee - Generic: Standard | Level 2 | 0.000000 | 0.087417 | 0.000000 | 0 | 3.175328 | 0.000000 | 0.000000 | 1.912001 | 0.000000 | 0.088650 | 0.000000 | 0.000000 | 32 | 0.021086 | 0.109583 | 0 | 0 | 0.088650 | 0.000000 | 0.045720 | Threaded | M_Cross - Generic: Standard | Schedule 40 | M_Elbow - Generic: Standard | 1 | M_Transition - Generic: Standard | M_Coupling - Generic: Standard
12343 | Level 2 | ExpectedLife |  | 546826 | New Construction | AccessibilityPerformance | WarrantyGuarantorParts |  | FIXED | Hydronic Return Unit A | CodePerformance | 154881 |  |  |  | 12170 | 0.000000 | 12342 | Reference | Pipe Types:Mechanical Pipe | 25 mm | 12376,12378,12380,12382,12384,12386,154926,155000,155001,155002,155003 | 2N0HEBexr8OuOYHpRXqZEZ | Color | 33 | Pipe Types:Mechanical Pipe:546826 |  | InstallationDate | 12343 | WarrantyGuarantorLabor |  |  |  | ModelNumber | Features | TagNumber |  | BarCode | Hydronic Supply |  |  |  |  | SerialNumber | WarrantyStartDate | AssetIdentifier |  | 0.068012 | 160 | ReplacementCost |  | Constituents |  | Finish | Grade | Carbon Steel | ModelReference | NominalHeight | NominalLength | NominalWidth | ProductionYear | Shape | SustainabilityPerformance | WarrantyDescription | WarrantyDurationLabor | WarrantyDurationParts | Manufacturer | [22 empty] | 0.398638 | [36 empty] | 0.082021 |  | M_Tee - Generic: Standard | Level 2 | 0.000000 | 0.087417 | 0.000000 | 0 | 2.769375 | 0.000000 | 0.000000 | 1.912001 | 0.000000 | -0.330625 | 0.000000 | 0.000000 | 32 | 0.031309 | 0.109583 | 0 | 0 | 0.068012 |  | 0.045720 | Threaded | M_Cross - Generic: Standard | Schedule 40 | M_Elbow - Generic: Standard | 1 | M_Transition - Generic: Standard | M_Coupling - Generic: Standard
12522 | Level 2 | ExpectedLife |  | 546828 | New Construction | AccessibilityPerformance | WarrantyGuarantorParts |  | FIXED | Hydronic Return Unit A | CodePerformance | 154881 |  |  |  | 12391 | 0.000000 | 12521 | Reference | Pipe Types:Mechanical Pipe | 25 mm | 12556,12558,12560,12562,12564,12566,154926,155000,155001,155002,155003 | 2N0HEBexr8OuOYHpRXqZEb | Color | 33 | Pipe Types:Mechanical Pipe:546828 |  | InstallationDate | 12522 | WarrantyGuarantorLabor |  |  |  | ModelNumber | Features | TagNumber |  | BarCode | Hydronic Supply |  |  |  |  | SerialNumber | WarrantyStartDate | AssetIdentifier |  | -0.351263 | 161 | ReplacementCost |  | Constituents |  | Finish | Grade | Carbon Steel | ModelReference | NominalHeight | NominalLength | NominalWidth | ProductionYear | Shape | SustainabilityPerformance | WarrantyDescription | WarrantyDurationLabor | WarrantyDurationParts | Manufacturer | [22 empty] | 0.214803 | [36 empty] | 0.082021 |  | M_Tee - Generic: Standard | Level 2 | 0.000000 | 0.087417 | 0.000000 | 0 | 2.735412 | 0.000000 | 0.000000 | 1.912001 | 0.000000 | -0.351265 | 0.000000 | 0.000000 | 32 | 0.016871 | 0.109583 | 0 | 0 | -0.351263 | 0.000000 | 0.045720 | Threaded | M_Cross - Generic: Standard | Schedule 40 | M_Elbow - Generic: Standard | 1 | M_Transition - Generic: Standard | M_Coupling - Generic: Standard
13824 | Level 2 | ExpectedLife |  | 546906 | New Construction | AccessibilityPerformance | WarrantyGuarantorParts |  | FIXED | Hydronic Return Unit A | CodePerformance | 154881 |  |  |  | 13693 | 0.000000 | 13823 | Reference | Pipe Types:Mechanical Pipe | 25 mm | 13858,13860,13862,13864,13866,13868,154926,155000,155001,155002,155003 | 2N0HEBexr8OuOYHpRXqZFp | Color | 33 | Pipe Types:Mechanical Pipe:546906 |  | InstallationDate | 13824 | WarrantyGuarantorLabor |  |  |  | ModelNumber | Features | TagNumber |  | BarCode | Hydronic Supply |  |  |  |  | SerialNumber | WarrantyStartDate | AssetIdentifier |  | -0.351265 | 163 | ReplacementCost |  | Constituents |  | Finish | Grade | Carbon Steel | ModelReference | NominalHeight | NominalLength | NominalWidth | ProductionYear | Shape | SustainabilityPerformance | WarrantyDescription | WarrantyDurationLabor | WarrantyDurationParts | Manufacturer | [22 empty] | 1.508419 | [36 empty] | 0.082021 |  | M_Tee - Generic: Standard | Level 2 | 0.000000 | 0.087417 | 0.000000 | 0 | 2.735412 | 0.000000 | 0.000000 | 1.912001 | 0.000000 | -0.351265 | 0.000000 | 0.000000 | 32 | 0.118471 | 0.109583 | 0 | 0 | -0.351265 | 0.000000 | 0.045720 | Threaded | M_Cross - Generic: Standard | Schedule 40 | M_Elbow - Generic: Standard | 1 | M_Transition - Generic: Standard | M_Coupling - Generic: Standard
14004 | Level 2 | ExpectedLife |  | 546969 | New Construction | AccessibilityPerformance | WarrantyGuarantorParts |  | FIXED | Hydronic Return Unit A | CodePerformance | 154881 |  |  |  | 13873 | 0.000000 | 14003 | Reference | Pipe Types:Mechanical Pipe | 25 mm | 14039,14041,14043,14045,14047,14049,154926,155000,155001,155002,155003 | 2N0HEBexr8OuOYHpRXqZCm | Color | 33 | Pipe Types:Mechanical Pipe:546969 |  | InstallationDate | 14004 | WarrantyGuarantorLabor |  |  |  | ModelNumber | Features | TagNumber |  | BarCode | Hydronic Supply |  |  |  |  | SerialNumber | WarrantyStartDate | AssetIdentifier |  | -0.351265 | 164 | ReplacementCost |  | Constituents |  | Finish | Grade | Carbon Steel | ModelReference | NominalHeight | NominalLength | NominalWidth | ProductionYear | Shape | SustainabilityPerformance | WarrantyDescription | WarrantyDurationLabor | WarrantyDurationParts | Manufacturer | [22 empty] | 0.392642 | [36 empty] | 0.082021 |  | M_Tee - Generic: Standard | Level 2 | 0.000000 | 0.087417 | 38.053454 | 2 | 2.735412 | 0.004944 | 4277.489459 | 1.912001 | 0.346273 | -0.351265 | 0.823768 | 49.020238 | 10 | 0.030838 | 0.109583 | 0 | 0 | -0.351265 | 0.000000 | 0.045720 | Threaded | M_Cross - Generic: Standard | Schedule 40 | M_Elbow - Generic: Standard | 1 | M_Transition - Generic: Standard | M_Coupling - Generic: Standard
14185 | Level 2 | ExpectedLife |  | 547114 | New Construction | AccessibilityPerformance | WarrantyGuarantorParts |  | FIXED | Hydronic Return Unit A | CodePerformance | 154881 |  |  |  | 14054 | 0.000000 | 14184 | Reference | Pipe Types:Mechanical Pipe | 25 mm | 14220,14222,14224,14226,14228,14230,154926,155000,155001,155002,155003 | 2N0HEBexr8OuOYHpRXqZA3 | Color | 33 | Pipe Types:Mechanical Pipe:547114 |  | InstallationDate | 14185 | WarrantyGuarantorLabor |  |  |  | ModelNumber | Features | TagNumber |  | BarCode | Hydronic Supply |  |  |  |  | SerialNumber | WarrantyStartDate | AssetIdentifier |  | 0.177800 | 167 | ReplacementCost |  | Constituents |  | Finish | Grade | Carbon Steel | ModelReference | NominalHeight | NominalLength | NominalWidth | ProductionYear | Shape | SustainabilityPerformance | WarrantyDescription | WarrantyDurationLabor | WarrantyDurationParts | Manufacturer | [22 empty] | 0.195800 | [36 empty] | 0.082021 |  | M_Tee - Generic: Standard | Level 2 | 0.000000 | 0.087417 | 38.053454 | 2 | 3.264478 | 0.004944 | 4277.489459 | 1.912001 | 0.346273 | 0.177800 | 0.823768 | 24.445124 | 10 | 0.015378 | 0.109583 | 0 | 0 | 0.177800 | 0.000000 | 0.045720 | Threaded | M_Cross - Generic: Standard | Schedule 40 | M_Elbow - Generic: Standard | 1 | M_Transition - Generic: Standard | M_Coupling - Generic: Standard
14366 | Level 2 | ExpectedLife |  | 547121 | New Construction | AccessibilityPerformance | WarrantyGuarantorParts |  | FIXED | Hydronic Return Unit A | CodePerformance | 154881 |  |  |  | 14235 | 0.000000 | 14365 | Reference | Pipe Types:Mechanical Pipe | 25 mm | 14400,14402,14404,14406,14408,14410,154926,155000,155001,155002,155003 | 2N0HEBexr8OuOYHpRXqZAO | Color | 33 | Pipe Types:Mechanical Pipe:547121 |  | InstallationDate | 14366 | WarrantyGuarantorLabor |  |  |  | ModelNumber | Features | TagNumber |  | BarCode | Hydronic Supply |  |  |  |  | SerialNumber | WarrantyStartDate | AssetIdentifier |  | -0.330628 | 168 | ReplacementCost |  | Constituents |  | Finish | Grade | Carbon Steel | ModelReference | NominalHeight | NominalLength | NominalWidth | ProductionYear | Shape | SustainabilityPerformance | WarrantyDescription | WarrantyDurationLabor | WarrantyDurationParts | Manufacturer | [22 empty] | 0.487790 | [36 empty] | 0.082021 |  | M_Tee - Generic: Standard | Level 2 | 0.000000 | 0.087417 | 38.053454 | 2 | 2.769372 | 0.004944 | 4277.489459 | 1.912001 | 0.346273 | 0.157162 | 0.823768 | 60.899319 | 10 | 0.038311 | 0.109583 | 0 | 0 | -0.330628 |  | 0.045720 | Threaded | M_Cross - Generic: Standard | Schedule 40 | M_Elbow - Generic: Standard | 1 | M_Transition - Generic: Standard | M_Coupling - Generic: Standard
14546 | Level 2 | ExpectedLife |  | 547146 | New Construction | AccessibilityPerformance | WarrantyGuarantorParts |  | FIXED | Hydronic Return Unit A | CodePerformance | 154881 |  |  |  | 14415 | 0.000000 | 14545 | Reference | Pipe Types:Mechanical Pipe | 25 mm | 14580,14582,14584,14586,14588,14590,154926,155000,155001,155002,155003 | 2N0HEBexr8OuOYHpRXqZBZ | Color | 33 | Pipe Types:Mechanical Pipe:547146 |  | InstallationDate | 14546 | WarrantyGuarantorLabor |  |  |  | ModelNumber | Features | TagNumber |  | BarCode | Hydronic Supply |  |  |  |  | SerialNumber | WarrantyStartDate | AssetIdentifier |  | -0.351265 | 169 | ReplacementCost |  | Constituents |  | Finish | Grade | Carbon Steel | ModelReference | NominalHeight | NominalLength | NominalWidth | ProductionYear | Shape | SustainabilityPerformance | WarrantyDescription | WarrantyDurationLabor | WarrantyDurationParts | Manufacturer | [22 empty] | 0.042368 | [36 empty] | 0.082021 |  | M_Tee - Generic: Standard | Level 2 | 0.000000 | 0.087417 | 0.000000 | 0 | 2.735412 | 0.000000 | 0.000000 | 1.912001 | 0.000000 | -0.351265 | 0.000000 | 0.000000 | 34 | 0.003328 | 0.109583 | 0 | 0 | -0.351265 | 0.000000 | 0.045720 | Threaded | M_Cross - Generic: Standard | Schedule 40 | M_Elbow - Generic: Standard | 1 | M_Transition - Generic: Standard | M_Coupling - Generic: Standard
14823 | Level 2 | ExpectedLife |  | 547150 | New Construction | AccessibilityPerformance | WarrantyGuarantorParts |  | FIXED | Hydronic Return Unit A | CodePerformance | 154881 |  |  |  | 14692 | 0.000000 | 14822 | Reference | Pipe Types:Mechanical Pipe | 25 mm | 14857,14859,14861,14863,14865,14867,154926,155000,155001,155002,155003 | 2N0HEBexr8OuOYHpRXqZBd | Color | 33 | Pipe Types:Mechanical Pipe:547150 |  | InstallationDate | 14823 | WarrantyGuarantorLabor |  |  |  | ModelNumber | Features | TagNumber |  | BarCode | Hydronic Supply |  |  |  |  | SerialNumber | WarrantyStartDate | AssetIdentifier |  | -0.351265 | 170 | ReplacementCost |  | Constituents |  | Finish | Grade | Carbon Steel | ModelReference | NominalHeight | NominalLength | NominalWidth | ProductionYear | Shape | SustainabilityPerformance | WarrantyDescription | WarrantyDurationLabor | WarrantyDurationParts | Manufacturer | [22 empty] | 0.123358 | [36 empty] | 0.082021 |  | M_Tee - Generic: Standard | Level 2 | 0.000000 | 0.087417 | 0.000000 | 0 | 2.735412 | 0.000000 | 0.000000 | 1.912001 | 0.000000 | -0.351265 | 0.000000 | 0.000000 | 33 | 0.009689 | 0.109583 | 0 | 0 | -0.351265 | 0.000000 | 0.045720 | Threaded | M_Cross - Generic: Standard | Schedule 40 | M_Elbow - Generic: Standard | 1 | M_Transition - Generic: Standard | M_Coupling - Generic: Standard
15003 | Level 2 | ExpectedLife |  | 547183 | New Construction | AccessibilityPerformance | WarrantyGuarantorParts |  | FIXED | Hydronic Return Unit A | CodePerformance | 154881 |  |  |  | 14872 | 0.000000 | 15002 | Reference | Pipe Types:Mechanical Pipe | 25 mm | 15037,15039,15041,15043,15045,15047,154926,155000,155001,155002,155003 | 2N0HEBexr8OuOYHpRXqZB6 | Color | 33 | Pipe Types:Mechanical Pipe:547183 |  | InstallationDate | 15003 | WarrantyGuarantorLabor |  |  |  | ModelNumber | Features | TagNumber |  | BarCode | Hydronic Supply |  |  |  |  | SerialNumber | WarrantyStartDate | AssetIdentifier |  | 0.177800 | 172 | ReplacementCost |  | Constituents |  | Finish | Grade | Carbon Steel | ModelReference | NominalHeight | NominalLength | NominalWidth | ProductionYear | Shape | SustainabilityPerformance | WarrantyDescription | WarrantyDurationLabor | WarrantyDurationParts | Manufacturer | [22 empty] | 0.048718 | [36 empty] | 0.082021 |  | M_Tee - Generic: Standard | Level 2 | 0.000000 | 0.087417 | 0.704675 | 0 | 3.264478 | 0.002119 | 1833.209768 | 1.912001 | 0.034911 | 0.177800 | 0.353043 | 0.112633 | 5 | 0.003826 | 0.109583 | 0 | 0 | 0.177800 | 0.000000 | 0.045720 | Threaded | M_Cross - Generic: Standard | Schedule 40 | M_Elbow - Generic: Standard | 1 | M_Transition - Generic: Standard | M_Coupling - Generic: Standard
15213 | Level 2 | ExpectedLife |  | 547247 | New Construction | AccessibilityPerformance | WarrantyGuarantorParts |  | FIXED | Hydronic Return Unit A | CodePerformance | 154881 |  |  |  | 15052 | 0.000000 | 15212 | Reference | Pipe Types:Mechanical Pipe | 25 mm | 15244,15246,15248,15250,15252,15254,154926,155000,155001,155002,155003 | 2N0HEBexr8OuOYHpRXqZ86 | Color | 33 | Pipe Types:Mechanical Pipe:547247 |  | InstallationDate | 15213 | WarrantyGuarantorLabor |  |  |  | ModelNumber | Features | TagNumber |  | BarCode | Hydronic Supply |  |  |  |  | SerialNumber | WarrantyStartDate | AssetIdentifier |  | -0.330604 | 180 | ReplacementCost |  | Constituents |  | Finish | Grade | Carbon Steel | ModelReference | NominalHeight | NominalLength | NominalWidth | ProductionYear | Shape | SustainabilityPerformance | WarrantyDescription | WarrantyDurationLabor | WarrantyDurationParts | Manufacturer | [22 empty] | 0.405167 | [36 empty] | 0.082021 |  | M_Tee - Generic: Standard | Level 2 | 0.000000 | 0.087417 |  | 1 | 2.769395 | 0.002825 | 2444.279691 | 1.912001 |  | 0.074562 | 0.470724 |  | 3 | 0.031822 | 0.109583 | 0 | 0 | -0.330604 |  | 0.045720 | Threaded | M_Cross - Generic: Standard | Schedule 40 | M_Elbow - Generic: Standard | 1 | M_Transition - Generic: Standard | M_Coupling - Generic: Standard
15390 | Level 2 | ExpectedLife |  | 547266 | New Construction | AccessibilityPerformance | WarrantyGuarantorParts |  | FIXED | Hydronic Return Unit A | CodePerformance | 154881 |  |  |  | 15259 | 0.000000 | 15389 | Reference | Pipe Types:Mechanical Pipe | 25 mm | 15422,15424,15426,15428,15430,15432,154926,155000,155001,155002,155003 | 2N0HEBexr8OuOYHpRXqZ9h | Color | 33 | Pipe Types:Mechanical Pipe:547266 |  | InstallationDate | 15390 | WarrantyGuarantorLabor |  |  |  | ModelNumber | Features | TagNumber |  | BarCode | Hydronic Supply |  |  |  |  | SerialNumber | WarrantyStartDate | AssetIdentifier |  | 0.095200 | 182 | ReplacementCost |  | Constituents |  | Finish | Grade | Carbon Steel | ModelReference | NominalHeight | NominalLength | NominalWidth | ProductionYear | Shape | SustainabilityPerformance | WarrantyDescription | WarrantyDurationLabor | WarrantyDurationParts | Manufacturer | [22 empty] | 0.026241 | [36 empty] | 0.082021 |  | M_Tee - Generic: Standard | Level 2 | 0.000000 | 0.087417 |  | 1 | 3.181878 | 0.002825 | 2444.279691 | 1.912001 |  | 0.095200 | 0.470724 |  | 4 | 0.002061 | 0.109583 | 0 | 0 | 0.095200 | 0.000000 | 0.045720 | Threaded | M_Cross - Generic: Standard | Schedule 40 | M_Elbow - Generic: Standard | 1 | M_Transition - Generic: Standard | M_Coupling - Generic: Standard
15592 | Level 2 | ExpectedLife |  | 547273 | New Construction | AccessibilityPerformance | WarrantyGuarantorParts |  | FIXED | Hydronic Return Unit A | CodePerformance | 154881 |  |  |  | 15437 | 0.000000 | 15591 | Reference | Pipe Types:Mechanical Pipe | 25 mm | 15623,15625,15627,15629,15631,15633,154926,155000,155001,155002,155003 | 2N0HEBexr8OuOYHpRXqZ9W | Color | 33 | Pipe Types:Mechanical Pipe:547273 |  | InstallationDate | 15592 | WarrantyGuarantorLabor |  |  |  | ModelNumber | Features | TagNumber |  | BarCode | Hydronic Supply |  |  |  |  | SerialNumber | WarrantyStartDate | AssetIdentifier |  | -0.330604 | 183 | ReplacementCost |  | Constituents |  | Finish | Grade | Carbon Steel | ModelReference | NominalHeight | NominalLength | NominalWidth | ProductionYear | Shape | SustainabilityPerformance | WarrantyDescription | WarrantyDurationLabor | WarrantyDurationParts | Manufacturer | [22 empty] | 0.405166 | [36 empty] | 0.082021 |  | M_Tee - Generic: Standard | Level 2 | 0.000000 | 0.087417 |  | 1 | 2.769395 | 0.002825 | 2444.279691 | 1.912001 |  | 0.074562 | 0.470724 |  | 4 | 0.031822 | 0.109583 | 0 | 0 | -0.330604 |  | 0.045720 | Threaded | M_Cross - Generic: Standard | Schedule 40 | M_Elbow - Generic: Standard | 1 | M_Transition - Generic: Standard | M_Coupling - Generic: Standard
15805 | Level 2 | ExpectedLife |  | 547286 | New Construction | AccessibilityPerformance | WarrantyGuarantorParts |  | FIXED | Hydronic Return Unit A | CodePerformance | 154881 |  |  |  | 15638 | 0.000000 | 15804 | Reference | Pipe Types:Mechanical Pipe | 25 mm | 15839,15841,15843,15845,15847,15849,154926,155000,155001,155002,155003 | 2N0HEBexr8OuOYHpRXqZ9$ | Color | 33 | Pipe Types:Mechanical Pipe:547286 |  | InstallationDate | 15805 | WarrantyGuarantorLabor |  |  |  | ModelNumber | Features | TagNumber |  | BarCode | Hydronic Supply |  |  |  |  | SerialNumber | WarrantyStartDate | AssetIdentifier |  | -2.984162 | 186 | ReplacementCost |  | Constituents |  | Finish | Grade | Carbon Steel | ModelReference | NominalHeight | NominalLength | NominalWidth | ProductionYear | Shape | SustainabilityPerformance | WarrantyDescription | WarrantyDurationLabor | WarrantyDurationParts | Manufacturer | [22 empty] | 2.605909 | [36 empty] | 0.082021 |  | M_Tee - Generic: Standard | Level 2 | 0.000000 | 0.087417 | 0.704675 | 0 | 0.115837 | 0.002119 | 1833.209768 | 1.912001 | 0.034911 | -0.378254 | 0.353043 | 6.024671 | 11 | 0.204668 | 0.109583 | 0 | 0 | -2.984162 | 42521.493196 | 0.045720 | Threaded | M_Cross - Generic: Standard | Schedule 40 | M_Elbow - Generic: Standard | 1 | M_Transition - Generic: Standard | M_Coupling - Generic: Standard
16606 | Level 2 | ExpectedLife |  | 547784 | New Construction | AccessibilityPerformance | WarrantyGuarantorParts |  | FIXED | Hydronic Return Unit A | CodePerformance | 154881 |  |  |  | 16475 | 0.000000 | 16605 | Reference | Pipe Types:Mechanical Pipe | 25 mm | 16640,16642,16644,16646,16648,16650,154926,155000,155001,155002,155003 | 2N0HEBexr8OuOYHpRXqZ1X | Color | 33 | Pipe Types:Mechanical Pipe:547784 |  | InstallationDate | 16606 | WarrantyGuarantorLabor |  |  |  | ModelNumber | Features | TagNumber |  | BarCode | Hydronic Supply |  |  |  |  | SerialNumber | WarrantyStartDate | AssetIdentifier |  | -0.351257 | 203 | ReplacementCost |  | Constituents |  | Finish | Grade | Carbon Steel | ModelReference | NominalHeight | NominalLength | NominalWidth | ProductionYear | Shape | SustainabilityPerformance | WarrantyDescription | WarrantyDurationLabor | WarrantyDurationParts | Manufacturer | [22 empty] | 1.742437 | [36 empty] | 0.082021 |  | M_Tee - Generic: Standard | Level 2 | 0.000000 | 0.087417 | 0.000000 | 0 | 2.735417 | 0.000000 | 0.000000 | 1.912001 | 0.000000 | -0.351261 | 0.000000 | 0.000000 | 47 | 0.136851 | 0.109583 | 0 | 0 | -0.351257 | 0.000000 | 0.045720 | Threaded | M_Cross - Generic: Standard | Schedule 40 | M_Elbow - Generic: Standard | 1 | M_Transition - Generic: Standard | M_Coupling - Generic: Standard
18537 | Level 2 | ExpectedLife |  | 548082 | New Construction | AccessibilityPerformance | WarrantyGuarantorParts |  | FIXED | Hydronic Return Unit A | CodePerformance | 154881 |  |  |  | 18406 | 0.000000 | 18536 | Reference | Pipe Types:Mechanical Pipe | 25 mm | 18571,18573,18575,18577,18579,18581,154926,155000,155001,155002,155003 | 2N0HEBexr8OuOYHpRXqZTR | Color | 33 | Pipe Types:Mechanical Pipe:548082 |  | InstallationDate | 18537 | WarrantyGuarantorLabor |  |  |  | ModelNumber | Features | TagNumber |  | BarCode | Hydronic Supply |  |  |  |  | SerialNumber | WarrantyStartDate | AssetIdentifier |  | -0.351253 | 215 | ReplacementCost |  | Constituents |  | Finish | Grade | Carbon Steel | ModelReference | NominalHeight | NominalLength | NominalWidth | ProductionYear | Shape | SustainabilityPerformance | WarrantyDescription | WarrantyDurationLabor | WarrantyDurationParts | Manufacturer | [22 empty] | 1.323151 | [36 empty] | 0.082021 |  | M_Tee - Generic: Standard | Level 2 | 0.000000 | 0.087417 | 0.469784 | 0 | 2.735425 | 0.001413 | 1222.139845 | 1.912001 | 0.052367 | -0.351253 | 0.235362 | 2.039353 | 14 | 0.103920 | 0.109583 | 0 | 0 | -0.351253 | 0.000000 | 0.045720 | Threaded | M_Cross - Generic: Standard | Schedule 40 | M_Elbow - Generic: Standard | 1 | M_Transition - Generic: Standard | M_Coupling - Generic: Standard
18766 | Level 2 | ExpectedLife |  | 548089 | New Construction | AccessibilityPerformance | WarrantyGuarantorParts |  | FIXED | Hydronic Return Unit A | CodePerformance | 154881 |  |  |  | 18635 | 0.000000 | 18765 | Reference | Pipe Types:Mechanical Pipe | 25 mm | 18800,18802,18804,18806,18808,18810,154926,155000,155001,155002,155003 | 2N0HEBexr8OuOYHpRXqZTG | Color | 33 | Pipe Types:Mechanical Pipe:548089 |  | InstallationDate | 18766 | WarrantyGuarantorLabor |  |  |  | ModelNumber | Features | TagNumber |  | BarCode | Hydronic Supply |  |  |  |  | SerialNumber | WarrantyStartDate | AssetIdentifier |  | -0.351253 | 216 | ReplacementCost |  | Constituents |  | Finish | Grade | Carbon Steel | ModelReference | NominalHeight | NominalLength | NominalWidth | ProductionYear | Shape | SustainabilityPerformance | WarrantyDescription | WarrantyDurationLabor | WarrantyDurationParts | Manufacturer | [22 empty] | 0.922001 | [36 empty] | 0.082021 |  | M_Tee - Generic: Standard | Level 2 | 0.000000 | 0.087417 | 0.000000 | 0 | 2.735425 | 0.000000 | 0.000000 | 1.912001 | 0.000000 | -0.351253 | 0.000000 | 0.000000 | 51 | 0.072414 | 0.109583 | 0 | 0 | -0.351253 | 0.000000 | 0.045720 | Threaded | M_Cross - Generic: Standard | Schedule 40 | M_Elbow - Generic: Standard | 1 | M_Transition - Generic: Standard | M_Coupling - Generic: Standard
18946 | Level 2 | ExpectedLife |  | 548116 | New Construction | AccessibilityPerformance | WarrantyGuarantorParts |  | FIXED | Hydronic Return Unit A | CodePerformance | 154881 |  |  |  | 18815 | 0.000000 | 18945 | Reference | Pipe Types:Mechanical Pipe | 25 mm | 18980,18982,18984,18986,18988,18990,154926,155000,155001,155002,155003 | 2N0HEBexr8OuOYHpRXqZQz | Color | 33 | Pipe Types:Mechanical Pipe:548116 |  | InstallationDate | 18946 | WarrantyGuarantorLabor |  |  |  | ModelNumber | Features | TagNumber |  | BarCode | Hydronic Supply |  |  |  |  | SerialNumber | WarrantyStartDate | AssetIdentifier |  | -0.351253 | 217 | ReplacementCost |  | Constituents |  | Finish | Grade | Carbon Steel | ModelReference | NominalHeight | NominalLength | NominalWidth | ProductionYear | Shape | SustainabilityPerformance | WarrantyDescription | WarrantyDurationLabor | WarrantyDurationParts | Manufacturer | [22 empty] | 1.442199 | [36 empty] | 0.082021 |  | M_Tee - Generic: Standard | Level 2 | 0.000000 | 0.087417 | 0.469784 | 0 | 2.735425 | 0.001413 | 1222.139845 | 1.912001 | 0.052367 | -0.351253 | 0.235362 | 2.222839 | 13 | 0.113270 | 0.109583 | 0 | 0 | -0.351253 | 0.000000 | 0.045720 | Threaded | M_Cross - Generic: Standard | Schedule 40 | M_Elbow - Generic: Standard | 1 | M_Transition - Generic: Standard | M_Coupling - Generic: Standard
19175 | Level 2 | ExpectedLife |  | 548123 | New Construction | AccessibilityPerformance | WarrantyGuarantorParts |  | FIXED | Hydronic Return Unit A | CodePerformance | 154881 |  |  |  | 19044 | 0.000000 | 19174 | Reference | Pipe Types:Mechanical Pipe | 25 mm | 19209,19211,19213,19215,19217,19219,154926,155000,155001,155002,155003 | 2N0HEBexr8OuOYHpRXqZQo | Color | 33 | Pipe Types:Mechanical Pipe:548123 |  | InstallationDate | 19175 | WarrantyGuarantorLabor |  |  |  | ModelNumber | Features | TagNumber |  | BarCode | Hydronic Supply |  |  |  |  | SerialNumber | WarrantyStartDate | AssetIdentifier |  | -0.351253 | 218 | ReplacementCost |  | Constituents |  | Finish | Grade | Carbon Steel | ModelReference | NominalHeight | NominalLength | NominalWidth | ProductionYear | Shape | SustainabilityPerformance | WarrantyDescription | WarrantyDurationLabor | WarrantyDurationParts | Manufacturer | [22 empty] | 0.009788 | [36 empty] | 0.082021 |  | M_Tee - Generic: Standard | Level 2 | 0.000000 | 0.087417 | 0.000000 | 0 | 2.735425 | 0.000000 | 0.000000 | 1.912001 | 0.000000 | -0.351253 | 0.000000 | 0.000000 | 50 | 0.000769 | 0.109583 | 0 | 0 | -0.351253 | 0.000000 | 0.045720 | Threaded | M_Cross - Generic: Standard | Schedule 40 | M_Elbow - Generic: Standard | 1 | M_Transition - Generic: Standard | M_Coupling - Generic: Standard
19786 | Level 2 | ExpectedLife |  | 548835 | New Construction | AccessibilityPerformance | WarrantyGuarantorParts |  | FIXED | Hydronic Return Unit A | CodePerformance | 154881 |  |  |  | 19655 | 0.000000 | 19785 | Reference | Pipe Types:Mechanical Pipe | 25 mm | 19820,19822,19824,19826,19828,19830,154926,155000,155001,155002,155003 | 13kXneVBL8egWoGKRJw7N9 | Color | 33 | Pipe Types:Mechanical Pipe:548835 |  | InstallationDate | 19786 | WarrantyGuarantorLabor |  |  |  | ModelNumber | Features | TagNumber |  | BarCode | Hydronic Supply |  |  |  |  | SerialNumber | WarrantyStartDate | AssetIdentifier |  | 0.177800 | 219 | ReplacementCost |  | Constituents |  | Finish | Grade | Carbon Steel | ModelReference | NominalHeight | NominalLength | NominalWidth | ProductionYear | Shape | SustainabilityPerformance | WarrantyDescription | WarrantyDurationLabor | WarrantyDurationParts | Manufacturer | [22 empty] | 0.067459 | [36 empty] | 0.082021 |  | M_Tee - Generic: Standard | Level 2 | 0.000000 | 0.087417 | 0.704675 | 0 | 3.264478 | 0.002119 | 1833.209768 | 1.912001 | 0.034911 | 0.177800 | 0.353043 | 0.155961 | 6 | 0.005298 | 0.109583 | 0 | 0 | 0.177800 | 0.000000 | 0.045720 | Threaded | M_Cross - Generic: Standard | Schedule 40 | M_Elbow - Generic: Standard | 1 | M_Transition - Generic: Standard | M_Coupling - Generic: Standard
19966 | Level 2 | ExpectedLife |  | 549038 | New Construction | AccessibilityPerformance | WarrantyGuarantorParts |  | FIXED | Hydronic Return Unit A | CodePerformance | 154881 |  |  |  | 19835 | 0.000000 | 19965 | Reference | Pipe Types:Mechanical Pipe | 25 mm | 20000,20002,20004,20006,20008,20010,154926,155000,155001,155002,155003 | 13kXneVBL8egWoGKRJw4g4 | Color | 33 | Pipe Types:Mechanical Pipe:549038 |  | InstallationDate | 19966 | WarrantyGuarantorLabor |  |  |  | ModelNumber | Features | TagNumber |  | BarCode | Hydronic Supply |  |  |  |  | SerialNumber | WarrantyStartDate | AssetIdentifier |  | 0.177800 | 220 | ReplacementCost |  | Constituents |  | Finish | Grade | Carbon Steel | ModelReference | NominalHeight | NominalLength | NominalWidth | ProductionYear | Shape | SustainabilityPerformance | WarrantyDescription | WarrantyDurationLabor | WarrantyDurationParts | Manufacturer | [22 empty] | 0.048718 | [36 empty] | 0.082021 |  | M_Tee - Generic: Standard | Level 2 | 0.000000 | 0.087417 | 0.704675 | 0 | 3.264478 | 0.002119 | 1833.209768 | 1.912001 | 0.034911 | 0.177800 | 0.353043 | 0.112633 | 6 | 0.003826 | 0.109583 | 0 | 0 | 0.177800 | 0.000000 | 0.045720 | Threaded | M_Cross - Generic: Standard | Schedule 40 | M_Elbow - Generic: Standard | 1 | M_Transition - Generic: Standard | M_Coupling - Generic: Standard
20628 | Level 2 | ExpectedLife |  | 549955 | New Construction | AccessibilityPerformance | WarrantyGuarantorParts |  | FIXED | Hydronic Return Unit A | CodePerformance | 154881 |  |  |  | 20497 | 0.000000 | 20627 | Reference | Pipe Types:Mechanical Pipe | 25 mm | 20662,20664,20666,20668,20670,20672,154926,155000,155001,155002,155003 | 13kXneVBL8egWoGKRJw4vf | Color | 33 | Pipe Types:Mechanical Pipe:549955 |  | InstallationDate | 20628 | WarrantyGuarantorLabor |  |  |  | ModelNumber | Features | TagNumber |  | BarCode | Hydronic Supply |  |  |  |  | SerialNumber | WarrantyStartDate | AssetIdentifier |  | -0.351253 | 227 | ReplacementCost |  | Constituents |  | Finish | Grade | Carbon Steel | ModelReference | NominalHeight | NominalLength | NominalWidth | ProductionYear | Shape | SustainabilityPerformance | WarrantyDescription | WarrantyDurationLabor | WarrantyDurationParts | Manufacturer | [22 empty] | 1.391151 | [36 empty] | 0.082021 |  | M_Tee - Generic: Standard | Level 2 | 0.000000 | 0.087417 | 0.469784 | 0 | 2.735425 | 0.001413 | 1222.139845 | 1.912001 | 0.052367 | -0.351253 | 0.235362 | 2.144160 | 16 | 0.109261 | 0.109583 | 0 | 0 | -0.351253 | 0.000000 | 0.045720 | Threaded | M_Cross - Generic: Standard | Schedule 40 | M_Elbow - Generic: Standard | 1 | M_Transition - Generic: Standard | M_Coupling - Generic: Standard
20857 | Level 2 | ExpectedLife |  | 549960 | New Construction | AccessibilityPerformance | WarrantyGuarantorParts |  | FIXED | Hydronic Return Unit A | CodePerformance | 154881 |  |  |  | 20726 | 0.000000 | 20856 | Reference | Pipe Types:Mechanical Pipe | 25 mm | 20891,20893,20895,20897,20899,20901,154926,155000,155001,155002,155003 | 13kXneVBL8egWoGKRJw4vY | Color | 33 | Pipe Types:Mechanical Pipe:549960 |  | InstallationDate | 20857 | WarrantyGuarantorLabor |  |  |  | ModelNumber | Features | TagNumber |  | BarCode | Hydronic Supply |  |  |  |  | SerialNumber | WarrantyStartDate | AssetIdentifier |  | -0.351253 | 228 | ReplacementCost |  | Constituents |  | Finish | Grade | Carbon Steel | ModelReference | NominalHeight | NominalLength | NominalWidth | ProductionYear | Shape | SustainabilityPerformance | WarrantyDescription | WarrantyDurationLabor | WarrantyDurationParts | Manufacturer | [22 empty] | 0.116495 | [36 empty] | 0.082021 |  | M_Tee - Generic: Standard | Level 2 | 0.000000 | 0.087417 | 0.000000 | 0 | 2.735425 | 0.000000 | 0.000000 | 1.912001 | 0.000000 | -0.351253 | 0.000000 | 0.000000 | 48 | 0.009149 | 0.109583 | 0 | 0 | -0.351253 | 0.000000 | 0.045720 | Threaded | M_Cross - Generic: Standard | Schedule 40 | M_Elbow - Generic: Standard | 1 | M_Transition - Generic: Standard | M_Coupling - Generic: Standard
21037 | Level 2 | ExpectedLife |  | 550018 | New Construction | AccessibilityPerformance | WarrantyGuarantorParts |  | FIXED | Hydronic Return Unit A | CodePerformance | 154881 |  |  |  | 20906 | 0.000000 | 21036 | Reference | Pipe Types:Mechanical Pipe | 25 mm | 21071,21073,21075,21077,21079,21081,154926,155000,155001,155002,155003 | 13kXneVBL8egWoGKRJw4we | Color | 33 | Pipe Types:Mechanical Pipe:550018 |  | InstallationDate | 21037 | WarrantyGuarantorLabor |  |  |  | ModelNumber | Features | TagNumber |  | BarCode | Hydronic Supply |  |  |  |  | SerialNumber | WarrantyStartDate | AssetIdentifier |  | -0.351253 | 229 | ReplacementCost |  | Constituents |  | Finish | Grade | Carbon Steel | ModelReference | NominalHeight | NominalLength | NominalWidth | ProductionYear | Shape | SustainabilityPerformance | WarrantyDescription | WarrantyDurationLabor | WarrantyDurationParts | Manufacturer | [22 empty] | 0.306012 | [36 empty] | 0.082021 |  | M_Tee - Generic: Standard | Level 2 | 0.000000 | 0.087417 | 0.469784 | 0 | 2.735425 | 0.001413 | 1222.139845 | 1.912001 | 0.052367 | -0.351253 | 0.235362 | 0.471652 | 16 | 0.024034 | 0.109583 | 0 | 0 | -0.351253 | 0.000000 | 0.045720 | Threaded | M_Cross - Generic: Standard | Schedule 40 | M_Elbow - Generic: Standard | 1 | M_Transition - Generic: Standard | M_Coupling - Generic: Standard
21445 | Level 2 | ExpectedLife |  | 550036 | New Construction | AccessibilityPerformance | WarrantyGuarantorParts |  | FIXED | Hydronic Return Unit A | CodePerformance | 154881 |  |  |  | 21314 | 0.000000 | 21444 | Reference | Pipe Types:Mechanical Pipe | 25 mm | 21479,21481,21483,21485,21487,21489,154926,155000,155001,155002,155003 | 13kXneVBL8egWoGKRJw4w_ | Color | 33 | Pipe Types:Mechanical Pipe:550036 |  | InstallationDate | 21445 | WarrantyGuarantorLabor |  |  |  | ModelNumber | Features | TagNumber |  | BarCode | Hydronic Supply |  |  |  |  | SerialNumber | WarrantyStartDate | AssetIdentifier |  | -0.351253 | 232 | ReplacementCost |  | Constituents |  | Finish | Grade | Carbon Steel | ModelReference | NominalHeight | NominalLength | NominalWidth | ProductionYear | Shape | SustainabilityPerformance | WarrantyDescription | WarrantyDurationLabor | WarrantyDurationParts | Manufacturer | [22 empty] | 1.391151 | [36 empty] | 0.082021 |  | M_Tee - Generic: Standard | Level 2 | 0.000000 | 0.087417 | 0.469784 | 0 | 2.735425 | 0.001413 | 1222.139845 | 1.912001 | 0.052367 | -0.351253 | 0.235362 | 2.144160 | 15 | 0.109261 | 0.109583 | 0 | 0 | -0.351253 | 0.000000 | 0.045720 | Threaded | M_Cross - Generic: Standard | Schedule 40 | M_Elbow - Generic: Standard | 1 | M_Transition - Generic: Standard | M_Coupling - Generic: Standard
21674 | Level 2 | ExpectedLife |  | 550041 | New Construction | AccessibilityPerformance | WarrantyGuarantorParts |  | FIXED | Hydronic Return Unit A | CodePerformance | 154881 |  |  |  | 21543 | 0.000000 | 21673 | Reference | Pipe Types:Mechanical Pipe | 25 mm | 21708,21710,21712,21714,21716,21718,154926,155000,155001,155002,155003 | 13kXneVBL8egWoGKRJw4wp | Color | 33 | Pipe Types:Mechanical Pipe:550041 |  | InstallationDate | 21674 | WarrantyGuarantorLabor |  |  |  | ModelNumber | Features | TagNumber |  | BarCode | Hydronic Supply |  |  |  |  | SerialNumber | WarrantyStartDate | AssetIdentifier |  | -0.351253 | 233 | ReplacementCost |  | Constituents |  | Finish | Grade | Carbon Steel | ModelReference | NominalHeight | NominalLength | NominalWidth | ProductionYear | Shape | SustainabilityPerformance | WarrantyDescription | WarrantyDurationLabor | WarrantyDurationParts | Manufacturer | [22 empty] | 1.142069 | [36 empty] | 0.082021 |  | M_Tee - Generic: Standard | Level 2 | 0.000000 | 0.087417 | 0.000000 | 0 | 2.735425 | 0.000000 | 0.000000 | 1.912001 | 0.000000 | -0.351253 | 0.000000 | 0.000000 | 49 | 0.089698 | 0.109583 | 0 | 0 | -0.351253 | 0.000000 | 0.045720 | Threaded | M_Cross - Generic: Standard | Schedule 40 | M_Elbow - Generic: Standard | 1 | M_Transition - Generic: Standard | M_Coupling - Generic: Standard
21854 | Level 2 | ExpectedLife |  | 550067 | New Construction | AccessibilityPerformance | WarrantyGuarantorParts |  | FIXED | Hydronic Return Unit A | CodePerformance | 154881 |  |  |  | 21723 | 0.000000 | 21853 | Reference | Pipe Types:Mechanical Pipe | 25 mm | 21888,21890,21892,21894,21896,21898,154926,155000,155001,155002,155003 | 13kXneVBL8egWoGKRJw4wP | Color | 33 | Pipe Types:Mechanical Pipe:550067 |  | InstallationDate | 21854 | WarrantyGuarantorLabor |  |  |  | ModelNumber | Features | TagNumber |  | BarCode | Hydronic Supply |  |  |  |  | SerialNumber | WarrantyStartDate | AssetIdentifier |  | -0.351253 | 234 | ReplacementCost |  | Constituents |  | Finish | Grade | Carbon Steel | ModelReference | NominalHeight | NominalLength | NominalWidth | ProductionYear | Shape | SustainabilityPerformance | WarrantyDescription | WarrantyDurationLabor | WarrantyDurationParts | Manufacturer | [22 empty] | 0.016699 | [36 empty] | 0.082021 |  | M_Tee - Generic: Standard | Level 2 | 0.000000 | 0.087417 | 0.469784 | 0 | 2.735425 | 0.001413 | 1222.139845 | 1.912001 | 0.052367 | -0.351253 | 0.235362 | 0.025737 | 15 | 0.001312 | 0.109583 | 0 | 0 | -0.351253 | 0.000000 | 0.045720 | Threaded | M_Cross - Generic: Standard | Schedule 40 | M_Elbow - Generic: Standard | 1 | M_Transition - Generic: Standard | M_Coupling - Generic: Standard
36635 | Level 2 | ExpectedLife |  | 554197 | New Construction | AccessibilityPerformance | WarrantyGuarantorParts |  | FIXED | Hydronic Return Unit A | CodePerformance | 154881 |  |  |  | 36504 | 0.000000 | 36634 | Reference | Pipe Types:Mechanical Pipe | 25 mm | 36669,36671,36673,36675,36677,36679,154926,155000,155001,155002,155003 | 13kXneVBL8egWoGKRJw5x$ | Color | 33 | Pipe Types:Mechanical Pipe:554197 |  | InstallationDate | 36635 | WarrantyGuarantorLabor |  |  |  | ModelNumber | Features | TagNumber |  | BarCode | Hydronic Supply |  |  |  |  | SerialNumber | WarrantyStartDate | AssetIdentifier |  | 0.088650 | 248 | ReplacementCost |  | Constituents |  | Finish | Grade | Carbon Steel | ModelReference | NominalHeight | NominalLength | NominalWidth | ProductionYear | Shape | SustainabilityPerformance | WarrantyDescription | WarrantyDurationLabor | WarrantyDurationParts | Manufacturer | [22 empty] | 0.005643 | [36 empty] | 0.082021 |  | M_Tee - Generic: Standard | Level 2 | 0.000000 | 0.087417 | 0.000000 | 0 | 3.175328 | 0.000000 | 0.000000 | 1.912001 | 0.000000 | 0.088650 | 0.000000 | 0.000000 | 56 | 0.000443 | 0.109583 | 0 | 0 | 0.088650 | 0.000000 | 0.045720 | Threaded | M_Cross - Generic: Standard | Schedule 40 | M_Elbow - Generic: Standard | 1 | M_Transition - Generic: Standard | M_Coupling - Generic: Standard
36815 | Level 2 | ExpectedLife |  | 554437 | New Construction | AccessibilityPerformance | WarrantyGuarantorParts |  | FIXED | Hydronic Return Unit A | CodePerformance | 154881 |  |  |  | 36684 | 0.000000 | 36814 | Reference | Pipe Types:Mechanical Pipe | 25 mm | 36847,36849,36851,36853,36855,36857,154926,155000,155001,155002,155003 | 30rQWjA5vAHvLrGHFTf5sV | Color | 33 | Pipe Types:Mechanical Pipe:554437 |  | InstallationDate | 36815 | WarrantyGuarantorLabor |  |  |  | ModelNumber | Features | TagNumber |  | BarCode | Hydronic Supply |  |  |  |  | SerialNumber | WarrantyStartDate | AssetIdentifier |  | 0.095200 | 249 | ReplacementCost |  | Constituents |  | Finish | Grade | Carbon Steel | ModelReference | NominalHeight | NominalLength | NominalWidth | ProductionYear | Shape | SustainabilityPerformance | WarrantyDescription | WarrantyDurationLabor | WarrantyDurationParts | Manufacturer | [22 empty] | 0.023846 | [36 empty] | 0.082021 |  | M_Tee - Generic: Standard | Level 2 | 0.000000 | 0.087417 |  | 1 | 3.181878 | 0.002825 | 2444.279691 | 1.912001 |  | 0.095200 | 0.470724 |  | 3 | 0.001873 | 0.109583 | 0 | 0 | 0.095200 | 0.000000 | 0.045720 | Threaded | M_Cross - Generic: Standard | Schedule 40 | M_Elbow - Generic: Standard | 1 | M_Transition - Generic: Standard | M_Coupling - Generic: Standard
36993 | Level 2 | ExpectedLife |  | 554580 | New Construction | AccessibilityPerformance | WarrantyGuarantorParts |  | FIXED | Hydronic Return Unit A | CodePerformance | 154881 |  |  |  | 36862 | 0.000000 | 36992 | Reference | Pipe Types:Mechanical Pipe | 25 mm | 37027,37029,37031,37033,37035,37037,154926,155000,155001,155002,155003 | 30rQWjA5vAHvLrGHFTf5uE | Color | 33 | Pipe Types:Mechanical Pipe:554580 |  | InstallationDate | 36993 | WarrantyGuarantorLabor |  |  |  | ModelNumber | Features | TagNumber |  | BarCode | Hydronic Supply |  |  |  |  | SerialNumber | WarrantyStartDate | AssetIdentifier |  | 0.177800 | 250 | ReplacementCost |  | Constituents |  | Finish | Grade | Carbon Steel | ModelReference | NominalHeight | NominalLength | NominalWidth | ProductionYear | Shape | SustainabilityPerformance | WarrantyDescription | WarrantyDurationLabor | WarrantyDurationParts | Manufacturer | [22 empty] | 0.062842 | [36 empty] | 0.082021 |  | M_Tee - Generic: Standard | Level 2 | 0.000000 | 0.087417 | 0.704675 | 0 | 3.264478 | 0.002119 | 1833.209768 | 1.912001 | 0.034911 | 0.177800 | 0.353043 | 0.145286 | 5 | 0.004936 | 0.109583 | 0 | 0 | 0.177800 | 0.000000 | 0.045720 | Threaded | M_Cross - Generic: Standard | Schedule 40 | M_Elbow - Generic: Standard | 1 | M_Transition - Generic: Standard | M_Coupling - Generic: Standard
37971 | Level 2 | ExpectedLife |  | 557526 | New Construction | AccessibilityPerformance | WarrantyGuarantorParts |  | FIXED | Hydronic Supply Unit B | CodePerformance | 154881 |  |  |  | 37840 | 0.000000 | 37970 | Reference | Pipe Types:Mechanical Pipe | 25 mm | 38005,38007,38009,38011,38013,38015,154926,155000,155001,155002,155003 | 1jQu9wkdr0iwNuem13Fl5s | Color | 33 | Pipe Types:Mechanical Pipe:557526 |  | InstallationDate | 37971 | WarrantyGuarantorLabor |  |  |  | ModelNumber | Features | TagNumber |  | BarCode | Hydronic Supply |  |  |  |  | SerialNumber | WarrantyStartDate | AssetIdentifier |  | -0.441249 | 289 | ReplacementCost |  | Constituents |  | Finish | Grade | Carbon Steel | ModelReference | NominalHeight | NominalLength | NominalWidth | ProductionYear | Shape | SustainabilityPerformance | WarrantyDescription | WarrantyDurationLabor | WarrantyDurationParts | Manufacturer | [22 empty] | 0.678725 | [36 empty] | 0.082021 |  | M_Tee - Generic: Standard | Level 2 | 0.000000 | 0.087417 | 0.000000 | 0 | 2.645428 | 0.000000 | 0.000000 | 1.912001 | 0.000000 | -0.441249 | 0.000000 | 0.000000 | 50 | 0.053307 | 0.109583 | 0 | 0 | -0.441249 | 0.000000 | 0.045720 | Threaded | M_Cross - Generic: Standard | Schedule 40 | M_Elbow - Generic: Standard | 1 | M_Transition - Generic: Standard | M_Coupling - Generic: Standard
38151 | Level 2 | ExpectedLife |  | 557527 | New Construction | AccessibilityPerformance | WarrantyGuarantorParts |  | FIXED | Hydronic Supply Unit B | CodePerformance | 154881 |  |  |  | 38020 | 0.000000 | 38150 | Reference | Pipe Types:Mechanical Pipe | 25 mm | 38186,38188,38190,38192,38194,38196,154926,155000,155001,155002,155003 | 1jQu9wkdr0iwNuem13Fl5t | Color | 33 | Pipe Types:Mechanical Pipe:557527 |  | InstallationDate | 38151 | WarrantyGuarantorLabor |  |  |  | ModelNumber | Features | TagNumber |  | BarCode | Hydronic Supply |  |  |  |  | SerialNumber | WarrantyStartDate | AssetIdentifier |  | -0.441249 | 290 | ReplacementCost |  | Constituents |  | Finish | Grade | Carbon Steel | ModelReference | NominalHeight | NominalLength | NominalWidth | ProductionYear | Shape | SustainabilityPerformance | WarrantyDescription | WarrantyDurationLabor | WarrantyDurationParts | Manufacturer | [22 empty] | 2.868870 | [36 empty] | 0.082021 |  | M_Tee - Generic: Standard | Level 2 | 0.000000 | 0.087417 | 38.053454 | 2 | 2.645428 | 0.004944 | 4277.489459 | 1.912001 | 0.346273 | -0.441249 | 0.823768 | 358.170608 | 9 | 0.225320 | 0.109583 | 0 | 0 | -0.441249 | 0.000000 | 0.045720 | Threaded | M_Cross - Generic: Standard | Schedule 40 | M_Elbow - Generic: Standard | 1 | M_Transition - Generic: Standard | M_Coupling - Generic: Standard
38332 | Level 2 | ExpectedLife |  | 557528 | New Construction | AccessibilityPerformance | WarrantyGuarantorParts |  | FIXED | Hydronic Supply Unit B | CodePerformance | 154881 |  |  |  | 38201 | 0.000000 | 38331 | Reference | Pipe Types:Mechanical Pipe | 25 mm | 38367,38369,38371,38373,38375,38377,154926,155000,155001,155002,155003 | 1jQu9wkdr0iwNuem13Fl5u | Color | 33 | Pipe Types:Mechanical Pipe:557528 |  | InstallationDate | 38332 | WarrantyGuarantorLabor |  |  |  | ModelNumber | Features | TagNumber |  | BarCode | Hydronic Supply |  |  |  |  | SerialNumber | WarrantyStartDate | AssetIdentifier |  | -0.441249 | 291 | ReplacementCost |  | Constituents |  | Finish | Grade | Carbon Steel | ModelReference | NominalHeight | NominalLength | NominalWidth | ProductionYear | Shape | SustainabilityPerformance | WarrantyDescription | WarrantyDurationLabor | WarrantyDurationParts | Manufacturer | [22 empty] | 0.136058 | [36 empty] | 0.082021 |  | M_Tee - Generic: Standard | Level 2 | 0.000000 | 0.087417 | 38.053454 | 2 | 2.645428 | 0.004944 | 4277.489459 | 1.912001 | 0.346273 | -0.441249 | 0.823768 | 16.986473 | 9 | 0.010686 | 0.109583 | 0 | 0 | -0.441249 | 0.000000 | 0.045720 | Threaded | M_Cross - Generic: Standard | Schedule 40 | M_Elbow - Generic: Standard | 1 | M_Transition - Generic: Standard | M_Coupling - Generic: Standard
38694 | Level 2 | ExpectedLife |  | 557534 | New Construction | AccessibilityPerformance | WarrantyGuarantorParts |  | FIXED | Unit B Mechanical Exhaust Air | CodePerformance | 154881 |  |  |  | 38562 | 0.000000 | 38693 | Reference | Round Duct:Taps | 250 | 38768,38770,38772,38774,38776,38778,38780,154936,154985,154986,154987,154988 | 1jQu9wkdr0iwNuem13Fl5_ | Color | 33 | Round Duct:Taps:557534 |  | InstallationDate | 38694 | WarrantyGuarantorLabor |  |  |  | ModelNumber | Features | TagNumber |  | BarCode | Exhaust Air |  |  |  |  | SerialNumber | WarrantyStartDate | AssetIdentifier |  | 1.213000 | 5 | ReplacementCost |  | Constituents |  | Finish | Grade | Material | ModelReference | NominalHeight | NominalLength | NominalWidth | ProductionYear | Shape | SustainabilityPerformance | WarrantyDescription | WarrantyDurationLabor | WarrantyDurationParts | Manufacturer | [22 empty] | 2.145000 | [36 empty] | 0.820210 | 0.000000 | M_Round Tee: Standard | Level 2 | 0.000000 |  | 0.000077 |  |  | 0.141259 |  |  |  | 3.358000 | 0.267347 | 0.000543 | 1 | 1.684679 |  | 0 | 0 | 1.213000 |  | 0.000000 |  | M_Round Cross: Standard |  | M_Round Elbow: 1.5 D | 0 | M_Round Transition - Angle: 45 Degree | M_Round Union: Standard | M_Round Takeoff: Standard | 3.358000 | 0.001217 | 1.213000 | F | 0.446509 | 0.820210 | 1357.404685 | M_Rectangular to Round Transition - Angle: 45 Degree | M_Oval to Round Transition - Length: Standard
39016 | Level 2 | ExpectedLife |  | 557550 | New Construction | AccessibilityPerformance | WarrantyGuarantorParts |  | FIXED | Hydronic Supply Unit B | CodePerformance | 154881 |  |  |  | 38885 | 0.000000 | 39015 | Reference | Pipe Types:Mechanical Pipe | 25 mm | 39050,39052,39054,39056,39058,39060,154926,155000,155001,155002,155003 | 1jQu9wkdr0iwNuem13Fl5E | Color | 33 | Pipe Types:Mechanical Pipe:557550 |  | InstallationDate | 39016 | WarrantyGuarantorLabor |  |  |  | ModelNumber | Features | TagNumber |  | BarCode | Hydronic Supply |  |  |  |  | SerialNumber | WarrantyStartDate | AssetIdentifier |  | -0.441255 | 303 | ReplacementCost |  | Constituents |  | Finish | Grade | Carbon Steel | ModelReference | NominalHeight | NominalLength | NominalWidth | ProductionYear | Shape | SustainabilityPerformance | WarrantyDescription | WarrantyDurationLabor | WarrantyDurationParts | Manufacturer | [22 empty] | 4.294884 | [36 empty] | 0.082021 |  | M_Tee - Generic: Standard | Level 2 | 0.000000 | 0.087417 | 0.000000 | 0 | 2.645422 | 0.000000 | 0.000000 | 1.912001 | 0.000000 | -0.441255 | 0.000000 | 0.000000 | 42 | 0.337319 | 0.109583 | 0 | 0 | -0.441255 | 0.000000 | 0.045720 | Threaded | M_Cross - Generic: Standard | Schedule 40 | M_Elbow - Generic: Standard | 1 | M_Transition - Generic: Standard | M_Coupling - Generic: Standard
39256 | Level 2 | ExpectedLife |  | 557552 | New Construction | AccessibilityPerformance | WarrantyGuarantorParts |  | FIXED | Hydronic Supply Unit B | CodePerformance | 154881 |  |  |  | 39113 | 0.000000 | 39255 | Reference | Pipe Types:Mechanical Pipe | 25 mm | 39290,39292,39294,39296,39298,39300,154926,155000,155001,155002,155003 | 1jQu9wkdr0iwNuem13Fl5G | Color | 33 | Pipe Types:Mechanical Pipe:557552 |  | InstallationDate | 39256 | WarrantyGuarantorLabor |  |  |  | ModelNumber | Features | TagNumber |  | BarCode | Hydronic Supply |  |  |  |  | SerialNumber | WarrantyStartDate | AssetIdentifier |  | -0.441245 | 304 | ReplacementCost |  | Constituents |  | Finish | Grade | Carbon Steel | ModelReference | NominalHeight | NominalLength | NominalWidth | ProductionYear | Shape | SustainabilityPerformance | WarrantyDescription | WarrantyDurationLabor | WarrantyDurationParts | Manufacturer | [22 empty] | 2.540125 | [36 empty] | 0.082021 |  | M_Tee - Generic: Standard | Level 2 | 0.000000 | 0.087417 | 0.000000 | 0 | 2.645432 | 0.000000 | 0.000000 | 1.912001 | 0.000000 | -0.441240 | 0.000000 | 0.000000 | 40 | 0.199501 | 0.109583 | 0 | 0 | -0.441245 | 0.000000 | 0.045720 | Threaded | M_Cross - Generic: Standard | Schedule 40 | M_Elbow - Generic: Standard | 1 | M_Transition - Generic: Standard | M_Coupling - Generic: Standard
39436 | Level 2 | ExpectedLife |  | 557553 | New Construction | AccessibilityPerformance | WarrantyGuarantorParts |  | FIXED | Hydronic Supply Unit B | CodePerformance | 154881 |  |  |  | 39305 | 0.000000 | 39435 | Reference | Pipe Types:Mechanical Pipe | 25 mm | 39470,39472,39474,39476,39478,39480,154926,155000,155001,155002,155003 | 1jQu9wkdr0iwNuem13Fl5H | Color | 33 | Pipe Types:Mechanical Pipe:557553 |  | InstallationDate | 39436 | WarrantyGuarantorLabor |  |  |  | ModelNumber | Features | TagNumber |  | BarCode | Hydronic Supply |  |  |  |  | SerialNumber | WarrantyStartDate | AssetIdentifier |  | -0.441240 | 305 | ReplacementCost |  | Constituents |  | Finish | Grade | Carbon Steel | ModelReference | NominalHeight | NominalLength | NominalWidth | ProductionYear | Shape | SustainabilityPerformance | WarrantyDescription | WarrantyDurationLabor | WarrantyDurationParts | Manufacturer | [22 empty] | 4.376682 | [36 empty] | 0.082021 |  | M_Tee - Generic: Standard | Level 2 | 0.000000 | 0.087417 | 0.000000 | 0 | 2.645437 | 0.000000 | 0.000000 | 1.912001 | 0.000000 | -0.441240 | 0.000000 | 0.000000 | 40 | 0.343744 | 0.109583 | 0 | 0 | -0.441240 | 0.000000 | 0.045720 | Threaded | M_Cross - Generic: Standard | Schedule 40 | M_Elbow - Generic: Standard | 1 | M_Transition - Generic: Standard | M_Coupling - Generic: Standard
39664 | Level 2 | ExpectedLife |  | 557555 | New Construction | AccessibilityPerformance | WarrantyGuarantorParts |  | FIXED | Hydronic Supply Unit B | CodePerformance | 154881 |  |  |  | 39533 | 0.000000 | 39663 | Reference | Pipe Types:Mechanical Pipe | 25 mm | 39698,39700,39702,39704,39706,39708,154926,155000,155001,155002,155003 | 1jQu9wkdr0iwNuem13Fl5J | Color | 33 | Pipe Types:Mechanical Pipe:557555 |  | InstallationDate | 39664 | WarrantyGuarantorLabor |  |  |  | ModelNumber | Features | TagNumber |  | BarCode | Hydronic Supply |  |  |  |  | SerialNumber | WarrantyStartDate | AssetIdentifier |  | -0.441240 | 306 | ReplacementCost |  | Constituents |  | Finish | Grade | Carbon Steel | ModelReference | NominalHeight | NominalLength | NominalWidth | ProductionYear | Shape | SustainabilityPerformance | WarrantyDescription | WarrantyDurationLabor | WarrantyDurationParts | Manufacturer | [22 empty] | 0.432472 | [36 empty] | 0.082021 |  | M_Tee - Generic: Standard | Level 2 | 0.000000 | 0.087417 | 0.000000 | 0 | 2.645437 | 0.000000 | 0.000000 | 1.912001 | 0.000000 | -0.441240 | 0.000000 | 0.000000 | 36 | 0.033966 | 0.109583 | 0 | 0 | -0.441240 | 0.000000 | 0.045720 | Threaded | M_Cross - Generic: Standard | Schedule 40 | M_Elbow - Generic: Standard | 1 | M_Transition - Generic: Standard | M_Coupling - Generic: Standard
39892 | Level 2 | ExpectedLife |  | 557557 | New Construction | AccessibilityPerformance | WarrantyGuarantorParts |  | FIXED | Hydronic Supply Unit B | CodePerformance | 154881 |  |  |  | 39761 | 0.000000 | 39891 | Reference | Pipe Types:Mechanical Pipe | 25 mm | 39926,39928,39930,39932,39934,39936,154926,155000,155001,155002,155003 | 1jQu9wkdr0iwNuem13Fl5L | Color | 33 | Pipe Types:Mechanical Pipe:557557 |  | InstallationDate | 39892 | WarrantyGuarantorLabor |  |  |  | ModelNumber | Features | TagNumber |  | BarCode | Hydronic Supply |  |  |  |  | SerialNumber | WarrantyStartDate | AssetIdentifier |  | -0.441240 | 307 | ReplacementCost |  | Constituents |  | Finish | Grade | Carbon Steel | ModelReference | NominalHeight | NominalLength | NominalWidth | ProductionYear | Shape | SustainabilityPerformance | WarrantyDescription | WarrantyDurationLabor | WarrantyDurationParts | Manufacturer | [22 empty] | 0.644344 | [36 empty] | 0.082021 |  | M_Tee - Generic: Standard | Level 2 | 0.000000 | 0.087417 | 0.000000 | 0 | 2.645437 | 0.000000 | 0.000000 | 1.912001 | 0.000000 | -0.441240 | 0.000000 | 0.000000 | 36 | 0.050607 | 0.109583 | 0 | 0 | -0.441240 | 0.000000 | 0.045720 | Threaded | M_Cross - Generic: Standard | Schedule 40 | M_Elbow - Generic: Standard | 1 | M_Transition - Generic: Standard | M_Coupling - Generic: Standard
40138 | Level 2 | ExpectedLife |  | 557563 | New Construction | AccessibilityPerformance | WarrantyGuarantorParts |  | FIXED | Hydronic Supply Unit B | CodePerformance | 154881 |  |  |  | 39989 | 0.000000 | 40137 | Reference | Pipe Types:Mechanical Pipe | 25 mm | 40171,40173,40175,40177,40179,40181,154926,155000,155001,155002,155003 | 1jQu9wkdr0iwNuem13Fl5R | Color | 33 | Pipe Types:Mechanical Pipe:557563 |  | InstallationDate | 40138 | WarrantyGuarantorLabor |  |  |  | ModelNumber | Features | TagNumber |  | BarCode | Hydronic Supply |  |  |  |  | SerialNumber | WarrantyStartDate | AssetIdentifier |  | 0.074358 | 311 | ReplacementCost |  | Constituents |  | Finish | Grade | Carbon Steel | ModelReference | NominalHeight | NominalLength | NominalWidth | ProductionYear | Shape | SustainabilityPerformance | WarrantyDescription | WarrantyDurationLabor | WarrantyDurationParts | Manufacturer | [22 empty] | 0.494968 | [36 empty] | 0.082021 |  | M_Tee - Generic: Standard | Level 2 | 0.000000 | 0.087417 | 0.000000 | 0 | 2.679390 | 0.000000 | 0.000000 | 1.912001 | 0.000000 | -0.420609 | 0.000000 | 0.000000 | 50 | 0.038875 | 0.109583 | 0 | 0 | 0.074358 |  | 0.045720 | Threaded | M_Cross - Generic: Standard | Schedule 40 | M_Elbow - Generic: Standard | 1 | M_Transition - Generic: Standard | M_Coupling - Generic: Standard
40317 | Level 2 | ExpectedLife |  | 557564 | New Construction | AccessibilityPerformance | WarrantyGuarantorParts |  | FIXED | Hydronic Supply Unit B | CodePerformance | 154881 |  |  |  | 40186 | 0.000000 | 40316 | Reference | Pipe Types:Mechanical Pipe | 25 mm | 40351,40353,40355,40357,40359,40361,154926,155000,155001,155002,155003 | 1jQu9wkdr0iwNuem13Fl5S | Color | 33 | Pipe Types:Mechanical Pipe:557564 |  | InstallationDate | 40317 | WarrantyGuarantorLabor |  |  |  | ModelNumber | Features | TagNumber |  | BarCode | Hydronic Supply |  |  |  |  | SerialNumber | WarrantyStartDate | AssetIdentifier |  | -0.441246 | 312 | ReplacementCost |  | Constituents |  | Finish | Grade | Carbon Steel | ModelReference | NominalHeight | NominalLength | NominalWidth | ProductionYear | Shape | SustainabilityPerformance | WarrantyDescription | WarrantyDurationLabor | WarrantyDurationParts | Manufacturer | [22 empty] | 0.214804 | [36 empty] | 0.082021 |  | M_Tee - Generic: Standard | Level 2 | 0.000000 | 0.087417 | 0.000000 | 0 | 2.645429 | 0.000000 | 0.000000 | 1.912001 | 0.000000 | -0.441249 | 0.000000 | 0.000000 | 50 | 0.016871 | 0.109583 | 0 | 0 | -0.441246 | 0.000000 | 0.045720 | Threaded | M_Cross - Generic: Standard | Schedule 40 | M_Elbow - Generic: Standard | 1 | M_Transition - Generic: Standard | M_Coupling - Generic: Standard
40594 | Level 2 | ExpectedLife |  | 557567 | New Construction | AccessibilityPerformance | WarrantyGuarantorParts |  | FIXED | Hydronic Supply Unit B | CodePerformance | 154881 |  |  |  | 40463 | 0.000000 | 40593 | Reference | Pipe Types:Mechanical Pipe | 25 mm | 40628,40630,40632,40634,40636,40638,154926,155000,155001,155002,155003 | 1jQu9wkdr0iwNuem13Fl5V | Color | 33 | Pipe Types:Mechanical Pipe:557567 |  | InstallationDate | 40594 | WarrantyGuarantorLabor |  |  |  | ModelNumber | Features | TagNumber |  | BarCode | Hydronic Supply |  |  |  |  | SerialNumber | WarrantyStartDate | AssetIdentifier |  | -0.441249 | 313 | ReplacementCost |  | Constituents |  | Finish | Grade | Carbon Steel | ModelReference | NominalHeight | NominalLength | NominalWidth | ProductionYear | Shape | SustainabilityPerformance | WarrantyDescription | WarrantyDurationLabor | WarrantyDurationParts | Manufacturer | [22 empty] | 1.508419 | [36 empty] | 0.082021 |  | M_Tee - Generic: Standard | Level 2 | 0.000000 | 0.087417 | 0.000000 | 0 | 2.645428 | 0.000000 | 0.000000 | 1.912001 | 0.000000 | -0.441249 | 0.000000 | 0.000000 | 50 | 0.118471 | 0.109583 | 0 | 0 | -0.441249 | 0.000000 | 0.045720 | Threaded | M_Cross - Generic: Standard | Schedule 40 | M_Elbow - Generic: Standard | 1 | M_Transition - Generic: Standard | M_Coupling - Generic: Standard
40774 | Level 2 | ExpectedLife |  | 557568 | New Construction | AccessibilityPerformance | WarrantyGuarantorParts |  | FIXED | Hydronic Supply Unit B | CodePerformance | 154881 |  |  |  | 40643 | 0.000000 | 40773 | Reference | Pipe Types:Mechanical Pipe | 25 mm | 40809,40811,40813,40815,40817,40819,154926,155000,155001,155002,155003 | 1jQu9wkdr0iwNuem13FlAW | Color | 33 | Pipe Types:Mechanical Pipe:557568 |  | InstallationDate | 40774 | WarrantyGuarantorLabor |  |  |  | ModelNumber | Features | TagNumber |  | BarCode | Hydronic Supply |  |  |  |  | SerialNumber | WarrantyStartDate | AssetIdentifier |  | -0.441249 | 314 | ReplacementCost |  | Constituents |  | Finish | Grade | Carbon Steel | ModelReference | NominalHeight | NominalLength | NominalWidth | ProductionYear | Shape | SustainabilityPerformance | WarrantyDescription | WarrantyDurationLabor | WarrantyDurationParts | Manufacturer | [22 empty] | 0.451740 | [36 empty] | 0.082021 |  | M_Tee - Generic: Standard | Level 2 | 0.000000 | 0.087417 | 38.053454 | 2 | 2.645428 | 0.004944 | 4277.489459 | 1.912001 | 0.346273 | -0.441249 | 0.823768 | 56.398536 | 10 | 0.035480 | 0.109583 | 0 | 0 | -0.441249 | 0.000000 | 0.045720 | Threaded | M_Cross - Generic: Standard | Schedule 40 | M_Elbow - Generic: Standard | 1 | M_Transition - Generic: Standard | M_Coupling - Generic: Standard
40955 | Level 2 | ExpectedLife |  | 557569 | New Construction | AccessibilityPerformance | WarrantyGuarantorParts |  | FIXED | Hydronic Supply Unit B | CodePerformance | 154881 |  |  |  | 40824 | 0.000000 | 40954 | Reference | Pipe Types:Mechanical Pipe | 25 mm | 40990,40992,40994,40996,40998,41000,154926,155000,155001,155002,155003 | 1jQu9wkdr0iwNuem13FlAX | Color | 33 | Pipe Types:Mechanical Pipe:557569 |  | InstallationDate | 40955 | WarrantyGuarantorLabor |  |  |  | ModelNumber | Features | TagNumber |  | BarCode | Hydronic Supply |  |  |  |  | SerialNumber | WarrantyStartDate | AssetIdentifier |  | 0.095200 | 315 | ReplacementCost |  | Constituents |  | Finish | Grade | Carbon Steel | ModelReference | NominalHeight | NominalLength | NominalWidth | ProductionYear | Shape | SustainabilityPerformance | WarrantyDescription | WarrantyDurationLabor | WarrantyDurationParts | Manufacturer | [22 empty] | 0.038798 | [36 empty] | 0.082021 |  | M_Tee - Generic: Standard | Level 2 | 0.000000 | 0.087417 | 38.053454 | 2 | 3.181878 | 0.004944 | 4277.489459 | 1.912001 | 0.346273 | 0.095200 | 0.823768 | 4.843774 | 10 | 0.003047 | 0.109583 | 0 | 0 | 0.095200 | 0.000000 | 0.045720 | Threaded | M_Cross - Generic: Standard | Schedule 40 | M_Elbow - Generic: Standard | 1 | M_Transition - Generic: Standard | M_Coupling - Generic: Standard
41136 | Level 2 | ExpectedLife |  | 557570 | New Construction | AccessibilityPerformance | WarrantyGuarantorParts |  | FIXED | Hydronic Supply Unit B | CodePerformance | 154881 |  |  |  | 41005 | 0.000000 | 41135 | Reference | Pipe Types:Mechanical Pipe | 25 mm | 41170,41172,41174,41176,41178,41180,154926,155000,155001,155002,155003 | 1jQu9wkdr0iwNuem13FlAY | Color | 33 | Pipe Types:Mechanical Pipe:557570 |  | InstallationDate | 41136 | WarrantyGuarantorLabor |  |  |  | ModelNumber | Features | TagNumber |  | BarCode | Hydronic Supply |  |  |  |  | SerialNumber | WarrantyStartDate | AssetIdentifier |  | -0.420612 | 316 | ReplacementCost |  | Constituents |  | Finish | Grade | Carbon Steel | ModelReference | NominalHeight | NominalLength | NominalWidth | ProductionYear | Shape | SustainabilityPerformance | WarrantyDescription | WarrantyDurationLabor | WarrantyDurationParts | Manufacturer | [22 empty] | 0.495174 | [36 empty] | 0.082021 |  | M_Tee - Generic: Standard | Level 2 | 0.000000 | 0.087417 | 38.053454 | 2 | 2.679388 | 0.004944 | 4277.489459 | 1.912001 | 0.346273 | 0.074563 | 0.823768 | 61.821161 | 10 | 0.038891 | 0.109583 | 0 | 0 | -0.420612 |  | 0.045720 | Threaded | M_Cross - Generic: Standard | Schedule 40 | M_Elbow - Generic: Standard | 1 | M_Transition - Generic: Standard | M_Coupling - Generic: Standard
41316 | Level 2 | ExpectedLife |  | 557571 | New Construction | AccessibilityPerformance | WarrantyGuarantorParts |  | FIXED | Hydronic Supply Unit B | CodePerformance | 154881 |  |  |  | 41185 | 0.000000 | 41315 | Reference | Pipe Types:Mechanical Pipe | 25 mm | 41350,41352,41354,41356,41358,41360,154926,155000,155001,155002,155003 | 1jQu9wkdr0iwNuem13FlAZ | Color | 33 | Pipe Types:Mechanical Pipe:557571 |  | InstallationDate | 41316 | WarrantyGuarantorLabor |  |  |  | ModelNumber | Features | TagNumber |  | BarCode | Hydronic Supply |  |  |  |  | SerialNumber | WarrantyStartDate | AssetIdentifier |  | -0.441249 | 317 | ReplacementCost |  | Constituents |  | Finish | Grade | Carbon Steel | ModelReference | NominalHeight | NominalLength | NominalWidth | ProductionYear | Shape | SustainabilityPerformance | WarrantyDescription | WarrantyDurationLabor | WarrantyDurationParts | Manufacturer | [22 empty] | 0.042368 | [36 empty] | 0.082021 |  | M_Tee - Generic: Standard | Level 2 | 0.000000 | 0.087417 | 0.000000 | 0 | 2.645428 | 0.000000 | 0.000000 | 1.912001 | 0.000000 | -0.441249 | 0.000000 | 0.000000 | 52 | 0.003328 | 0.109583 | 0 | 0 | -0.441249 | 0.000000 | 0.045720 | Threaded | M_Cross - Generic: Standard | Schedule 40 | M_Elbow - Generic: Standard | 1 | M_Transition - Generic: Standard | M_Coupling - Generic: Standard
41593 | Level 2 | ExpectedLife |  | 557574 | New Construction | AccessibilityPerformance | WarrantyGuarantorParts |  | FIXED | Hydronic Supply Unit B | CodePerformance | 154881 |  |  |  | 41462 | 0.000000 | 41592 | Reference | Pipe Types:Mechanical Pipe | 25 mm | 41627,41629,41631,41633,41635,41637,154926,155000,155001,155002,155003 | 1jQu9wkdr0iwNuem13FlAc | Color | 33 | Pipe Types:Mechanical Pipe:557574 |  | InstallationDate | 41593 | WarrantyGuarantorLabor |  |  |  | ModelNumber | Features | TagNumber |  | BarCode | Hydronic Supply |  |  |  |  | SerialNumber | WarrantyStartDate | AssetIdentifier |  | -0.441249 | 318 | ReplacementCost |  | Constituents |  | Finish | Grade | Carbon Steel | ModelReference | NominalHeight | NominalLength | NominalWidth | ProductionYear | Shape | SustainabilityPerformance | WarrantyDescription | WarrantyDurationLabor | WarrantyDurationParts | Manufacturer | [22 empty] | 0.123358 | [36 empty] | 0.082021 |  | M_Tee - Generic: Standard | Level 2 | 0.000000 | 0.087417 | 0.000000 | 0 | 2.645428 | 0.000000 | 0.000000 | 1.912001 | 0.000000 | -0.441249 | 0.000000 | 0.000000 | 51 | 0.009689 | 0.109583 | 0 | 0 | -0.441249 | 0.000000 | 0.045720 | Threaded | M_Cross - Generic: Standard | Schedule 40 | M_Elbow - Generic: Standard | 1 | M_Transition - Generic: Standard | M_Coupling - Generic: Standard
41773 | Level 2 | ExpectedLife |  | 557576 | New Construction | AccessibilityPerformance | WarrantyGuarantorParts |  | FIXED | Hydronic Supply Unit B | CodePerformance | 154881 |  |  |  | 41642 | 0.000000 | 41772 | Reference | Pipe Types:Mechanical Pipe | 25 mm | 41807,41809,41811,41813,41815,41817,154926,155000,155001,155002,155003 | 1jQu9wkdr0iwNuem13FlAe | Color | 33 | Pipe Types:Mechanical Pipe:557576 |  | InstallationDate | 41773 | WarrantyGuarantorLabor |  |  |  | ModelNumber | Features | TagNumber |  | BarCode | Hydronic Supply |  |  |  |  | SerialNumber | WarrantyStartDate | AssetIdentifier |  | 0.096368 | 320 | ReplacementCost |  | Constituents |  | Finish | Grade | Carbon Steel | ModelReference | NominalHeight | NominalLength | NominalWidth | ProductionYear | Shape | SustainabilityPerformance | WarrantyDescription | WarrantyDurationLabor | WarrantyDurationParts | Manufacturer | [22 empty] | 0.048718 | [36 empty] | 0.082021 |  | M_Tee - Generic: Standard | Level 2 | 0.000000 | 0.087417 | 0.704675 | 0 | 3.183046 | 0.002119 | 1833.209768 | 1.912001 | 0.034911 | 0.096368 | 0.353043 | 0.112633 | 5 | 0.003826 | 0.109583 | 0 | 0 | 0.096368 | 0.000000 | 0.045720 | Threaded | M_Cross - Generic: Standard | Schedule 40 | M_Elbow - Generic: Standard | 1 | M_Transition - Generic: Standard | M_Coupling - Generic: Standard
41953 | Level 2 | ExpectedLife |  | 557586 | New Construction | AccessibilityPerformance | WarrantyGuarantorParts |  | FIXED | Hydronic Supply Unit B | CodePerformance | 154881 |  |  |  | 41822 | 0.000000 | 41952 | Reference | Pipe Types:Mechanical Pipe | 25 mm | 41985,41987,41989,41991,41993,41995,154926,155000,155001,155002,155003 | 1jQu9wkdr0iwNuem13FlAo | Color | 33 | Pipe Types:Mechanical Pipe:557586 |  | InstallationDate | 41953 | WarrantyGuarantorLabor |  |  |  | ModelNumber | Features | TagNumber |  | BarCode | Hydronic Supply |  |  |  |  | SerialNumber | WarrantyStartDate | AssetIdentifier |  | 0.177800 | 327 | ReplacementCost |  | Constituents |  | Finish | Grade | Carbon Steel | ModelReference | NominalHeight | NominalLength | NominalWidth | ProductionYear | Shape | SustainabilityPerformance | WarrantyDescription | WarrantyDurationLabor | WarrantyDurationParts | Manufacturer | [22 empty] | 0.068964 | [36 empty] | 0.082021 |  | M_Tee - Generic: Standard | Level 2 | 0.000000 | 0.087417 |  | 1 | 3.264478 | 0.002825 | 2444.279691 | 1.912001 |  | 0.177800 | 0.470724 |  | 4 | 0.005416 | 0.109583 | 0 | 0 | 0.177800 | 0.000000 | 0.045720 | Threaded | M_Cross - Generic: Standard | Schedule 40 | M_Elbow - Generic: Standard | 1 | M_Transition - Generic: Standard | M_Coupling - Generic: Standard
42131 | Level 2 | ExpectedLife |  | 557587 | New Construction | AccessibilityPerformance | WarrantyGuarantorParts |  | FIXED | Hydronic Supply Unit B | CodePerformance | 154881 |  |  |  | 42000 | 0.000000 | 42130 | Reference | Pipe Types:Mechanical Pipe | 25 mm | 42162,42164,42166,42168,42170,42172,154926,155000,155001,155002,155003 | 1jQu9wkdr0iwNuem13FlAp | Color | 33 | Pipe Types:Mechanical Pipe:557587 |  | InstallationDate | 42131 | WarrantyGuarantorLabor |  |  |  | ModelNumber | Features | TagNumber |  | BarCode | Hydronic Supply |  |  |  |  | SerialNumber | WarrantyStartDate | AssetIdentifier |  | -0.420670 | 328 | ReplacementCost |  | Constituents |  | Finish | Grade | Carbon Steel | ModelReference | NominalHeight | NominalLength | NominalWidth | ProductionYear | Shape | SustainabilityPerformance | WarrantyDescription | WarrantyDurationLabor | WarrantyDurationParts | Manufacturer | [22 empty] | 0.577833 | [36 empty] | 0.082021 |  | M_Tee - Generic: Standard | Level 2 | 0.000000 | 0.087417 |  | 1 | 2.679330 | 0.002825 | 2444.279691 | 1.912001 |  | 0.157162 | 0.470724 |  | 4 | 0.045383 | 0.109583 | 0 | 0 | -0.420670 |  | 0.045720 | Threaded | M_Cross - Generic: Standard | Schedule 40 | M_Elbow - Generic: Standard | 1 | M_Transition - Generic: Standard | M_Coupling - Generic: Standard
42359 | Level 2 | ExpectedLife |  | 557590 | New Construction | AccessibilityPerformance | WarrantyGuarantorParts |  | FIXED | Hydronic Supply Unit B | CodePerformance | 154881 |  |  |  | 42177 | 0.000000 | 42358 | Reference | Pipe Types:Mechanical Pipe | 25 mm | 42392,42394,42396,42398,42400,42402,154926,155000,155001,155002,155003 | 1jQu9wkdr0iwNuem13FlAs | Color | 33 | Pipe Types:Mechanical Pipe:557590 |  | InstallationDate | 42359 | WarrantyGuarantorLabor |  |  |  | ModelNumber | Features | TagNumber |  | BarCode | Hydronic Supply |  |  |  |  | SerialNumber | WarrantyStartDate | AssetIdentifier |  | -2.901562 | 330 | ReplacementCost |  | Constituents |  | Finish | Grade | Carbon Steel | ModelReference | NominalHeight | NominalLength | NominalWidth | ProductionYear | Shape | SustainabilityPerformance | WarrantyDescription | WarrantyDurationLabor | WarrantyDurationParts | Manufacturer | [22 empty] | 2.433326 | [36 empty] | 0.082021 |  | M_Tee - Generic: Standard | Level 2 | 0.000000 | 0.087417 | 0.704675 | 0 | 0.198437 | 0.002119 | 1833.209768 | 1.912001 | 0.034911 | -0.468237 | 0.353043 | 5.625671 | 11 | 0.191113 | 0.109583 | 0 | 0 | -2.901562 |  | 0.045720 | Threaded | M_Cross - Generic: Standard | Schedule 40 | M_Elbow - Generic: Standard | 1 | M_Transition - Generic: Standard | M_Coupling - Generic: Standard
43075 | Level 2 | ExpectedLife |  | 557599 | New Construction | AccessibilityPerformance | WarrantyGuarantorParts |  | FIXED | Hydronic Supply Unit B | CodePerformance | 154881 |  |  |  | 42896 | 0.000000 | 43074 | Reference | Pipe Types:Mechanical Pipe | 25 mm | 43109,43111,43113,43115,43117,43119,154926,155000,155001,155002,155003 | 1jQu9wkdr0iwNuem13FlA$ | Color | 33 | Pipe Types:Mechanical Pipe:557599 |  | InstallationDate | 43075 | WarrantyGuarantorLabor |  |  |  | ModelNumber | Features | TagNumber |  | BarCode | Hydronic Supply |  |  |  |  | SerialNumber | WarrantyStartDate | AssetIdentifier |  | -0.441250 | 336 | ReplacementCost |  | Constituents |  | Finish | Grade | Carbon Steel | ModelReference | NominalHeight | NominalLength | NominalWidth | ProductionYear | Shape | SustainabilityPerformance | WarrantyDescription | WarrantyDurationLabor | WarrantyDurationParts | Manufacturer | [22 empty] | 1.124607 | [36 empty] | 0.082021 |  | M_Tee - Generic: Standard | Level 2 | 0.000000 | 0.087417 | 0.000000 | 0 | 2.645422 | 0.000000 | 0.000000 | 1.912001 | 0.000000 | -0.441255 | 0.000000 | 0.000000 | 46 | 0.088326 | 0.109583 | 0 | 0 | -0.441250 | 0.000000 | 0.045720 | Threaded | M_Cross - Generic: Standard | Schedule 40 | M_Elbow - Generic: Standard | 1 | M_Transition - Generic: Standard | M_Coupling - Generic: Standard
43524 | Level 2 | ExpectedLife |  | 557603 | New Construction | AccessibilityPerformance | WarrantyGuarantorParts |  | FIXED | Hydronic Supply Unit B | CodePerformance | 154881 |  |  |  | 43381 | 0.000000 | 43523 | Reference | Pipe Types:Mechanical Pipe | 25 mm | 43558,43560,43562,43564,43566,43568,154926,155000,155001,155002,155003 | 1jQu9wkdr0iwNuem13FlA3 | Color | 33 | Pipe Types:Mechanical Pipe:557603 |  | InstallationDate | 43524 | WarrantyGuarantorLabor |  |  |  | ModelNumber | Features | TagNumber |  | BarCode | Hydronic Supply |  |  |  |  | SerialNumber | WarrantyStartDate | AssetIdentifier |  | -0.441255 | 339 | ReplacementCost |  | Constituents |  | Finish | Grade | Carbon Steel | ModelReference | NominalHeight | NominalLength | NominalWidth | ProductionYear | Shape | SustainabilityPerformance | WarrantyDescription | WarrantyDurationLabor | WarrantyDurationParts | Manufacturer | [22 empty] | 2.790064 | [36 empty] | 0.082021 |  | M_Tee - Generic: Standard | Level 2 | 0.000000 | 0.087417 | 0.000000 | 0 | 2.645422 | 0.000000 | 0.000000 | 1.912001 | 0.000000 | -0.441250 | 0.000000 | 0.000000 | 42 | 0.219131 | 0.109583 | 0 | 0 | -0.441255 | 0.000000 | 0.045720 | Threaded | M_Cross - Generic: Standard | Schedule 40 | M_Elbow - Generic: Standard | 1 | M_Transition - Generic: Standard | M_Coupling - Generic: Standard
44417 | Level 2 | ExpectedLife |  | 557612 | New Construction | AccessibilityPerformance | WarrantyGuarantorParts |  | FIXED | Hydronic Supply Unit B | CodePerformance | 154881 |  |  |  | 44286 | 0.000000 | 44416 | Reference | Pipe Types:Mechanical Pipe | 25 mm | 44451,44453,44455,44457,44459,44461,154926,155000,155001,155002,155003 | 1jQu9wkdr0iwNuem13FlAC | Color | 33 | Pipe Types:Mechanical Pipe:557612 |  | InstallationDate | 44417 | WarrantyGuarantorLabor |  |  |  | ModelNumber | Features | TagNumber |  | BarCode | Hydronic Supply |  |  |  |  | SerialNumber | WarrantyStartDate | AssetIdentifier |  | -0.441240 | 347 | ReplacementCost |  | Constituents |  | Finish | Grade | Carbon Steel | ModelReference | NominalHeight | NominalLength | NominalWidth | ProductionYear | Shape | SustainabilityPerformance | WarrantyDescription | WarrantyDurationLabor | WarrantyDurationParts | Manufacturer | [22 empty] | 1.323151 | [36 empty] | 0.082021 |  | M_Tee - Generic: Standard | Level 2 | 0.000000 | 0.087417 | 0.469784 | 0 | 2.645437 | 0.001413 | 1222.139845 | 1.912001 | 0.052367 | -0.441240 | 0.235362 | 2.039353 | 14 | 0.103920 | 0.109583 | 0 | 0 | -0.441240 | 0.000000 | 0.045720 | Threaded | M_Cross - Generic: Standard | Schedule 40 | M_Elbow - Generic: Standard | 1 | M_Transition - Generic: Standard | M_Coupling - Generic: Standard
44646 | Level 2 | ExpectedLife |  | 557614 | New Construction | AccessibilityPerformance | WarrantyGuarantorParts |  | FIXED | Hydronic Supply Unit B | CodePerformance | 154881 |  |  |  | 44515 | 0.000000 | 44645 | Reference | Pipe Types:Mechanical Pipe | 25 mm | 44680,44682,44684,44686,44688,44690,154926,155000,155001,155002,155003 | 1jQu9wkdr0iwNuem13FlAE | Color | 33 | Pipe Types:Mechanical Pipe:557614 |  | InstallationDate | 44646 | WarrantyGuarantorLabor |  |  |  | ModelNumber | Features | TagNumber |  | BarCode | Hydronic Supply |  |  |  |  | SerialNumber | WarrantyStartDate | AssetIdentifier |  | -0.441240 | 348 | ReplacementCost |  | Constituents |  | Finish | Grade | Carbon Steel | ModelReference | NominalHeight | NominalLength | NominalWidth | ProductionYear | Shape | SustainabilityPerformance | WarrantyDescription | WarrantyDurationLabor | WarrantyDurationParts | Manufacturer | [22 empty] | 0.923136 | [36 empty] | 0.082021 |  | M_Tee - Generic: Standard | Level 2 | 0.000000 | 0.087417 | 0.000000 | 0 | 2.645437 | 0.000000 | 0.000000 | 1.912001 | 0.000000 | -0.441240 | 0.000000 | 0.000000 | 37 | 0.072503 | 0.109583 | 0 | 0 | -0.441240 | 0.000000 | 0.045720 | Threaded | M_Cross - Generic: Standard | Schedule 40 | M_Elbow - Generic: Standard | 1 | M_Transition - Generic: Standard | M_Coupling - Generic: Standard
44826 | Level 2 | ExpectedLife |  | 557615 | New Construction | AccessibilityPerformance | WarrantyGuarantorParts |  | FIXED | Hydronic Supply Unit B | CodePerformance | 154881 |  |  |  | 44695 | 0.000000 | 44825 | Reference | Pipe Types:Mechanical Pipe | 25 mm | 44860,44862,44864,44866,44868,44870,154926,155000,155001,155002,155003 | 1jQu9wkdr0iwNuem13FlAF | Color | 33 | Pipe Types:Mechanical Pipe:557615 |  | InstallationDate | 44826 | WarrantyGuarantorLabor |  |  |  | ModelNumber | Features | TagNumber |  | BarCode | Hydronic Supply |  |  |  |  | SerialNumber | WarrantyStartDate | AssetIdentifier |  | -0.441240 | 349 | ReplacementCost |  | Constituents |  | Finish | Grade | Carbon Steel | ModelReference | NominalHeight | NominalLength | NominalWidth | ProductionYear | Shape | SustainabilityPerformance | WarrantyDescription | WarrantyDurationLabor | WarrantyDurationParts | Manufacturer | [22 empty] | 1.410178 | [36 empty] | 0.082021 |  | M_Tee - Generic: Standard | Level 2 | 0.000000 | 0.087417 | 0.469784 | 0 | 2.645437 | 0.001413 | 1222.139845 | 1.912001 | 0.052367 | -0.441240 | 0.235362 | 2.173486 | 13 | 0.110755 | 0.109583 | 0 | 0 | -0.441240 | 0.000000 | 0.045720 | Threaded | M_Cross - Generic: Standard | Schedule 40 | M_Elbow - Generic: Standard | 1 | M_Transition - Generic: Standard | M_Coupling - Generic: Standard
45055 | Level 2 | ExpectedLife |  | 557617 | New Construction | AccessibilityPerformance | WarrantyGuarantorParts |  | FIXED | Hydronic Supply Unit B | CodePerformance | 154881 |  |  |  | 44924 | 0.000000 | 45054 | Reference | Pipe Types:Mechanical Pipe | 25 mm | 45089,45091,45093,45095,45097,45099,154926,155000,155001,155002,155003 | 1jQu9wkdr0iwNuem13FlAH | Color | 33 | Pipe Types:Mechanical Pipe:557617 |  | InstallationDate | 45055 | WarrantyGuarantorLabor |  |  |  | ModelNumber | Features | TagNumber |  | BarCode | Hydronic Supply |  |  |  |  | SerialNumber | WarrantyStartDate | AssetIdentifier |  | -0.441240 | 350 | ReplacementCost |  | Constituents |  | Finish | Grade | Carbon Steel | ModelReference | NominalHeight | NominalLength | NominalWidth | ProductionYear | Shape | SustainabilityPerformance | WarrantyDescription | WarrantyDurationLabor | WarrantyDurationParts | Manufacturer | [22 empty] | 0.008653 | [36 empty] | 0.082021 |  | M_Tee - Generic: Standard | Level 2 | 0.000000 | 0.087417 | 0.000000 | 0 | 2.645437 | 0.000000 | 0.000000 | 1.912001 | 0.000000 | -0.441240 | 0.000000 | 0.000000 | 38 | 0.000680 | 0.109583 | 0 | 0 | -0.441240 | 0.000000 | 0.045720 | Threaded | M_Cross - Generic: Standard | Schedule 40 | M_Elbow - Generic: Standard | 1 | M_Transition - Generic: Standard | M_Coupling - Generic: Standard
45666 | Level 2 | ExpectedLife |  | 557622 | New Construction | AccessibilityPerformance | WarrantyGuarantorParts |  | FIXED | Hydronic Supply Unit B | CodePerformance | 154881 |  |  |  | 45535 | 0.000000 | 45665 | Reference | Pipe Types:Mechanical Pipe | 25 mm | 45700,45702,45704,45706,45708,45710,154926,155000,155001,155002,155003 | 1jQu9wkdr0iwNuem13FlAM | Color | 33 | Pipe Types:Mechanical Pipe:557622 |  | InstallationDate | 45666 | WarrantyGuarantorLabor |  |  |  | ModelNumber | Features | TagNumber |  | BarCode | Hydronic Supply |  |  |  |  | SerialNumber | WarrantyStartDate | AssetIdentifier |  | 0.096368 | 351 | ReplacementCost |  | Constituents |  | Finish | Grade | Carbon Steel | ModelReference | NominalHeight | NominalLength | NominalWidth | ProductionYear | Shape | SustainabilityPerformance | WarrantyDescription | WarrantyDurationLabor | WarrantyDurationParts | Manufacturer | [22 empty] | 0.067459 | [36 empty] | 0.082021 |  | M_Tee - Generic: Standard | Level 2 | 0.000000 | 0.087417 | 0.704675 | 0 | 3.183046 | 0.002119 | 1833.209768 | 1.912001 | 0.034911 | 0.096368 | 0.353043 | 0.155961 | 6 | 0.005298 | 0.109583 | 0 | 0 | 0.096368 | 0.000000 | 0.045720 | Threaded | M_Cross - Generic: Standard | Schedule 40 | M_Elbow - Generic: Standard | 1 | M_Transition - Generic: Standard | M_Coupling - Generic: Standard
45846 | Level 2 | ExpectedLife |  | 557623 | New Construction | AccessibilityPerformance | WarrantyGuarantorParts |  | FIXED | Hydronic Supply Unit B | CodePerformance | 154881 |  |  |  | 45715 | 0.000000 | 45845 | Reference | Pipe Types:Mechanical Pipe | 25 mm | 45880,45882,45884,45886,45888,45890,154926,155000,155001,155002,155003 | 1jQu9wkdr0iwNuem13FlAN | Color | 33 | Pipe Types:Mechanical Pipe:557623 |  | InstallationDate | 45846 | WarrantyGuarantorLabor |  |  |  | ModelNumber | Features | TagNumber |  | BarCode | Hydronic Supply |  |  |  |  | SerialNumber | WarrantyStartDate | AssetIdentifier |  | 0.096368 | 352 | ReplacementCost |  | Constituents |  | Finish | Grade | Carbon Steel | ModelReference | NominalHeight | NominalLength | NominalWidth | ProductionYear | Shape | SustainabilityPerformance | WarrantyDescription | WarrantyDurationLabor | WarrantyDurationParts | Manufacturer | [22 empty] | 0.048718 | [36 empty] | 0.082021 |  | M_Tee - Generic: Standard | Level 2 | 0.000000 | 0.087417 | 0.704675 | 0 | 3.183046 | 0.002119 | 1833.209768 | 1.912001 | 0.034911 | 0.096368 | 0.353043 | 0.112633 | 6 | 0.003826 | 0.109583 | 0 | 0 | 0.096368 | 0.000000 | 0.045720 | Threaded | M_Cross - Generic: Standard | Schedule 40 | M_Elbow - Generic: Standard | 1 | M_Transition - Generic: Standard | M_Coupling - Generic: Standard
46361 | Level 2 | ExpectedLife |  | 557644 | New Construction | AccessibilityPerformance | WarrantyGuarantorParts |  | FIXED | Hydronic Supply Unit B | CodePerformance | 154881 |  |  |  | 46230 | 0.000000 | 46360 | Reference | Pipe Types:Mechanical Pipe | 25 mm | 46395,46397,46399,46401,46403,46405,154926,155000,155001,155002,155003 | 1jQu9wkdr0iwNuem13FlBi | Color | 33 | Pipe Types:Mechanical Pipe:557644 |  | InstallationDate | 46361 | WarrantyGuarantorLabor |  |  |  | ModelNumber | Features | TagNumber |  | BarCode | Hydronic Supply |  |  |  |  | SerialNumber | WarrantyStartDate | AssetIdentifier |  | -0.441240 | 356 | ReplacementCost |  | Constituents |  | Finish | Grade | Carbon Steel | ModelReference | NominalHeight | NominalLength | NominalWidth | ProductionYear | Shape | SustainabilityPerformance | WarrantyDescription | WarrantyDurationLabor | WarrantyDurationParts | Manufacturer | [22 empty] | 1.391151 | [36 empty] | 0.082021 |  | M_Tee - Generic: Standard | Level 2 | 0.000000 | 0.087417 | 0.469784 | 0 | 2.645437 | 0.001413 | 1222.139845 | 1.912001 | 0.052367 | -0.441240 | 0.235362 | 2.144160 | 16 | 0.109261 | 0.109583 | 0 | 0 | -0.441240 | 0.000000 | 0.045720 | Threaded | M_Cross - Generic: Standard | Schedule 40 | M_Elbow - Generic: Standard | 1 | M_Transition - Generic: Standard | M_Coupling - Generic: Standard
46590 | Level 2 | ExpectedLife |  | 557646 | New Construction | AccessibilityPerformance | WarrantyGuarantorParts |  | FIXED | Hydronic Supply Unit B | CodePerformance | 154881 |  |  |  | 46459 | 0.000000 | 46589 | Reference | Pipe Types:Mechanical Pipe | 25 mm | 46624,46626,46628,46630,46632,46634,154926,155000,155001,155002,155003 | 1jQu9wkdr0iwNuem13FlBk | Color | 33 | Pipe Types:Mechanical Pipe:557646 |  | InstallationDate | 46590 | WarrantyGuarantorLabor |  |  |  | ModelNumber | Features | TagNumber |  | BarCode | Hydronic Supply |  |  |  |  | SerialNumber | WarrantyStartDate | AssetIdentifier |  | -0.441240 | 357 | ReplacementCost |  | Constituents |  | Finish | Grade | Carbon Steel | ModelReference | NominalHeight | NominalLength | NominalWidth | ProductionYear | Shape | SustainabilityPerformance | WarrantyDescription | WarrantyDurationLabor | WarrantyDurationParts | Manufacturer | [22 empty] | 0.116496 | [36 empty] | 0.082021 |  | M_Tee - Generic: Standard | Level 2 | 0.000000 | 0.087417 | 0.000000 | 0 | 2.645437 | 0.000000 | 0.000000 | 1.912001 | 0.000000 | -0.441240 | 0.000000 | 0.000000 | 40 | 0.009150 | 0.109583 | 0 | 0 | -0.441240 | 0.000000 | 0.045720 | Threaded | M_Cross - Generic: Standard | Schedule 40 | M_Elbow - Generic: Standard | 1 | M_Transition - Generic: Standard | M_Coupling - Generic: Standard
46770 | Level 2 | ExpectedLife |  | 557647 | New Construction | AccessibilityPerformance | WarrantyGuarantorParts |  | FIXED | Hydronic Supply Unit B | CodePerformance | 154881 |  |  |  | 46639 | 0.000000 | 46769 | Reference | Pipe Types:Mechanical Pipe | 25 mm | 46804,46806,46808,46810,46812,46814,154926,155000,155001,155002,155003 | 1jQu9wkdr0iwNuem13FlBl | Color | 33 | Pipe Types:Mechanical Pipe:557647 |  | InstallationDate | 46770 | WarrantyGuarantorLabor |  |  |  | ModelNumber | Features | TagNumber |  | BarCode | Hydronic Supply |  |  |  |  | SerialNumber | WarrantyStartDate | AssetIdentifier |  | -0.441240 | 358 | ReplacementCost |  | Constituents |  | Finish | Grade | Carbon Steel | ModelReference | NominalHeight | NominalLength | NominalWidth | ProductionYear | Shape | SustainabilityPerformance | WarrantyDescription | WarrantyDurationLabor | WarrantyDurationParts | Manufacturer | [22 empty] | 0.282949 | [36 empty] | 0.082021 |  | M_Tee - Generic: Standard | Level 2 | 0.000000 | 0.087417 | 0.469784 | 0 | 2.645437 | 0.001413 | 1222.139845 | 1.912001 | 0.052367 | -0.441240 | 0.235362 | 0.436105 | 16 | 0.022223 | 0.109583 | 0 | 0 | -0.441240 | 0.000000 | 0.045720 | Threaded | M_Cross - Generic: Standard | Schedule 40 | M_Elbow - Generic: Standard | 1 | M_Transition - Generic: Standard | M_Coupling - Generic: Standard
47178 | Level 2 | ExpectedLife |  | 557652 | New Construction | AccessibilityPerformance | WarrantyGuarantorParts |  | FIXED | Hydronic Supply Unit B | CodePerformance | 154881 |  |  |  | 47047 | 0.000000 | 47177 | Reference | Pipe Types:Mechanical Pipe | 25 mm | 47212,47214,47216,47218,47220,47222,154926,155000,155001,155002,155003 | 1jQu9wkdr0iwNuem13FlBq | Color | 33 | Pipe Types:Mechanical Pipe:557652 |  | InstallationDate | 47178 | WarrantyGuarantorLabor |  |  |  | ModelNumber | Features | TagNumber |  | BarCode | Hydronic Supply |  |  |  |  | SerialNumber | WarrantyStartDate | AssetIdentifier |  | -0.441240 | 361 | ReplacementCost |  | Constituents |  | Finish | Grade | Carbon Steel | ModelReference | NominalHeight | NominalLength | NominalWidth | ProductionYear | Shape | SustainabilityPerformance | WarrantyDescription | WarrantyDurationLabor | WarrantyDurationParts | Manufacturer | [22 empty] | 1.391151 | [36 empty] | 0.082021 |  | M_Tee - Generic: Standard | Level 2 | 0.000000 | 0.087417 | 0.469784 | 0 | 2.645437 | 0.001413 | 1222.139845 | 1.912001 | 0.052367 | -0.441240 | 0.235362 | 2.144160 | 15 | 0.109261 | 0.109583 | 0 | 0 | -0.441240 | 0.000000 | 0.045720 | Threaded | M_Cross - Generic: Standard | Schedule 40 | M_Elbow - Generic: Standard | 1 | M_Transition - Generic: Standard | M_Coupling - Generic: Standard
47407 | Level 2 | ExpectedLife |  | 557654 | New Construction | AccessibilityPerformance | WarrantyGuarantorParts |  | FIXED | Hydronic Supply Unit B | CodePerformance | 154881 |  |  |  | 47276 | 0.000000 | 47406 | Reference | Pipe Types:Mechanical Pipe | 25 mm | 47441,47443,47445,47447,47449,47451,154926,155000,155001,155002,155003 | 1jQu9wkdr0iwNuem13FlBs | Color | 33 | Pipe Types:Mechanical Pipe:557654 |  | InstallationDate | 47407 | WarrantyGuarantorLabor |  |  |  | ModelNumber | Features | TagNumber |  | BarCode | Hydronic Supply |  |  |  |  | SerialNumber | WarrantyStartDate | AssetIdentifier |  | -0.441240 | 362 | ReplacementCost |  | Constituents |  | Finish | Grade | Carbon Steel | ModelReference | NominalHeight | NominalLength | NominalWidth | ProductionYear | Shape | SustainabilityPerformance | WarrantyDescription | WarrantyDurationLabor | WarrantyDurationParts | Manufacturer | [22 empty] | 1.142069 | [36 empty] | 0.082021 |  | M_Tee - Generic: Standard | Level 2 | 0.000000 | 0.087417 | 0.000000 | 0 | 2.645437 | 0.000000 | 0.000000 | 1.912001 | 0.000000 | -0.441240 | 0.000000 | 0.000000 | 39 | 0.089698 | 0.109583 | 0 | 0 | -0.441240 | 0.000000 | 0.045720 | Threaded | M_Cross - Generic: Standard | Schedule 40 | M_Elbow - Generic: Standard | 1 | M_Transition - Generic: Standard | M_Coupling - Generic: Standard
47587 | Level 2 | ExpectedLife |  | 557655 | New Construction | AccessibilityPerformance | WarrantyGuarantorParts |  | FIXED | Hydronic Supply Unit B | CodePerformance | 154881 |  |  |  | 47456 | 0.000000 | 47586 | Reference | Pipe Types:Mechanical Pipe | 25 mm | 47621,47623,47625,47627,47629,47631,154926,155000,155001,155002,155003 | 1jQu9wkdr0iwNuem13FlBt | Color | 33 | Pipe Types:Mechanical Pipe:557655 |  | InstallationDate | 47587 | WarrantyGuarantorLabor |  |  |  | ModelNumber | Features | TagNumber |  | BarCode | Hydronic Supply |  |  |  |  | SerialNumber | WarrantyStartDate | AssetIdentifier |  | -0.441240 | 363 | ReplacementCost |  | Constituents |  | Finish | Grade | Carbon Steel | ModelReference | NominalHeight | NominalLength | NominalWidth | ProductionYear | Shape | SustainabilityPerformance | WarrantyDescription | WarrantyDurationLabor | WarrantyDurationParts | Manufacturer | [22 empty] | 0.016699 | [36 empty] | 0.082021 |  | M_Tee - Generic: Standard | Level 2 | 0.000000 | 0.087417 | 0.469784 | 0 | 2.645437 | 0.001413 | 1222.139845 | 1.912001 | 0.052367 | -0.441240 | 0.235362 | 0.025737 | 15 | 0.001312 | 0.109583 | 0 | 0 | -0.441240 | 0.000000 | 0.045720 | Threaded | M_Cross - Generic: Standard | Schedule 40 | M_Elbow - Generic: Standard | 1 | M_Transition - Generic: Standard | M_Coupling - Generic: Standard
48045 | Level 2 | ExpectedLife |  | 557685 | New Construction | AccessibilityPerformance | WarrantyGuarantorParts |  | FIXED | Hydronic Supply Unit B | CodePerformance | 154881 |  |  |  | 47914 | 0.000000 | 48044 | Reference | Pipe Types:Mechanical Pipe | 25 mm | 48077,48079,48081,48083,48085,48087,154926,155000,155001,155002,155003 | 1jQu9wkdr0iwNuem13FlBL | Color | 33 | Pipe Types:Mechanical Pipe:557685 |  | InstallationDate | 48045 | WarrantyGuarantorLabor |  |  |  | ModelNumber | Features | TagNumber |  | BarCode | Hydronic Supply |  |  |  |  | SerialNumber | WarrantyStartDate | AssetIdentifier |  | 0.177800 | 372 | ReplacementCost |  | Constituents |  | Finish | Grade | Carbon Steel | ModelReference | NominalHeight | NominalLength | NominalWidth | ProductionYear | Shape | SustainabilityPerformance | WarrantyDescription | WarrantyDurationLabor | WarrantyDurationParts | Manufacturer | [22 empty] | 0.058968 | [36 empty] | 0.082021 |  | M_Tee - Generic: Standard | Level 2 | 0.000000 | 0.087417 |  | 1 | 3.264478 | 0.002825 | 2444.279691 | 1.912001 |  | 0.177800 | 0.470724 |  | 3 | 0.004631 | 0.109583 | 0 | 0 | 0.177800 | 0.000000 | 0.045720 | Threaded | M_Cross - Generic: Standard | Schedule 40 | M_Elbow - Generic: Standard | 1 | M_Transition - Generic: Standard | M_Coupling - Generic: Standard
48223 | Level 2 | ExpectedLife |  | 557689 | New Construction | AccessibilityPerformance | WarrantyGuarantorParts |  | FIXED | Hydronic Supply Unit B | CodePerformance | 154881 |  |  |  | 48092 | 0.000000 | 48222 | Reference | Pipe Types:Mechanical Pipe | 25 mm | 48257,48259,48261,48263,48265,48267,154926,155000,155001,155002,155003 | 1jQu9wkdr0iwNuem13FlBP | Color | 33 | Pipe Types:Mechanical Pipe:557689 |  | InstallationDate | 48223 | WarrantyGuarantorLabor |  |  |  | ModelNumber | Features | TagNumber |  | BarCode | Hydronic Supply |  |  |  |  | SerialNumber | WarrantyStartDate | AssetIdentifier |  | 0.096368 | 373 | ReplacementCost |  | Constituents |  | Finish | Grade | Carbon Steel | ModelReference | NominalHeight | NominalLength | NominalWidth | ProductionYear | Shape | SustainabilityPerformance | WarrantyDescription | WarrantyDurationLabor | WarrantyDurationParts | Manufacturer | [22 empty] | 0.061911 | [36 empty] | 0.082021 |  | M_Tee - Generic: Standard | Level 2 | 0.000000 | 0.087417 | 0.704675 | 0 | 3.183046 | 0.002119 | 1833.209768 | 1.912001 | 0.034911 | 0.096368 | 0.353043 | 0.143134 | 5 | 0.004862 | 0.109583 | 0 | 0 | 0.096368 | 0.000000 | 0.045720 | Threaded | M_Cross - Generic: Standard | Schedule 40 | M_Elbow - Generic: Standard | 1 | M_Transition - Generic: Standard | M_Coupling - Generic: Standard
48942 | Level 2 | ExpectedLife |  | 577748 | New Construction | AccessibilityPerformance | WarrantyGuarantorParts |  | FIXED | Hydronic Return Unit A | CodePerformance | 154881 |  |  |  | 48811 | 0.000000 | 48941 | Reference | Pipe Types:Mechanical Pipe | 25 mm | 48975,48977,48979,48981,48983,48985,154926,155000,155001,155002,155003 | 1LorUkoirEpRE75085bOwj | Color | 33 | Pipe Types:Mechanical Pipe:577748 |  | InstallationDate | 48942 | WarrantyGuarantorLabor |  |  |  | ModelNumber | Features | TagNumber |  | BarCode | Hydronic Supply |  |  |  |  | SerialNumber | WarrantyStartDate | AssetIdentifier |  | 0.157162 | 480 | ReplacementCost |  | Constituents |  | Finish | Grade | Carbon Steel | ModelReference | NominalHeight | NominalLength | NominalWidth | ProductionYear | Shape | SustainabilityPerformance | WarrantyDescription | WarrantyDurationLabor | WarrantyDurationParts | Manufacturer | [22 empty] | 0.481440 | [36 empty] | 0.082021 |  | M_Tee - Generic: Standard | Level 2 | 0.000000 | 0.087417 | 0.704675 | 0 | 2.775722 | 0.002119 | 1833.209768 | 1.912001 | 0.034911 | -0.324278 | 0.353043 | 1.113055 | 5 | 0.037812 | 0.109583 | 0 | 0 | 0.157162 |  | 0.045720 | Threaded | M_Cross - Generic: Standard | Schedule 40 | M_Elbow - Generic: Standard | 1 | M_Transition - Generic: Standard | M_Coupling - Generic: Standard
49169 | Level 2 | ExpectedLife |  | 577808 | New Construction | AccessibilityPerformance | WarrantyGuarantorParts |  | FIXED | Hydronic Return Unit A | CodePerformance | 154881 |  |  |  | 49038 | 0.000000 | 49168 | Reference | Pipe Types:Mechanical Pipe | 25 mm | 49203,49205,49207,49209,49211,49213,154926,155000,155001,155002,155003 | 1LorUkoirEpRE75085bOzf | Color | 33 | Pipe Types:Mechanical Pipe:577808 |  | InstallationDate | 49169 | WarrantyGuarantorLabor |  |  |  | ModelNumber | Features | TagNumber |  | BarCode | Hydronic Supply |  |  |  |  | SerialNumber | WarrantyStartDate | AssetIdentifier |  | -0.351265 | 481 | ReplacementCost |  | Constituents |  | Finish | Grade | Carbon Steel | ModelReference | NominalHeight | NominalLength | NominalWidth | ProductionYear | Shape | SustainabilityPerformance | WarrantyDescription | WarrantyDurationLabor | WarrantyDurationParts | Manufacturer | [22 empty] | 4.625131 | [36 empty] | 0.082021 |  | M_Tee - Generic: Standard | Level 2 | 0.000000 | 0.087417 | 0.000000 | 0 | 2.735412 | 0.000000 | 0.000000 | 1.912001 | 0.000000 | -0.351265 | 0.000000 | 0.000000 | 36 | 0.363257 | 0.109583 | 0 | 0 | -0.351265 | 0.000000 | 0.045720 | Threaded | M_Cross - Generic: Standard | Schedule 40 | M_Elbow - Generic: Standard | 1 | M_Transition - Generic: Standard | M_Coupling - Generic: Standard
49446 | Level 2 | ExpectedLife |  | 577813 | New Construction | AccessibilityPerformance | WarrantyGuarantorParts |  | FIXED | Hydronic Return Unit A | CodePerformance | 154881 |  |  |  | 49315 | 0.000000 | 49445 | Reference | Pipe Types:Mechanical Pipe | 25 mm | 49480,49482,49484,49486,49488,49490,154926,155000,155001,155002,155003 | 1LorUkoirEpRE75085bOzi | Color | 33 | Pipe Types:Mechanical Pipe:577813 |  | InstallationDate | 49446 | WarrantyGuarantorLabor |  |  |  | ModelNumber | Features | TagNumber |  | BarCode | Hydronic Supply |  |  |  |  | SerialNumber | WarrantyStartDate | AssetIdentifier |  | -0.351265 | 482 | ReplacementCost |  | Constituents |  | Finish | Grade | Carbon Steel | ModelReference | NominalHeight | NominalLength | NominalWidth | ProductionYear | Shape | SustainabilityPerformance | WarrantyDescription | WarrantyDurationLabor | WarrantyDurationParts | Manufacturer | [22 empty] | 0.381837 | [36 empty] | 0.082021 |  | M_Tee - Generic: Standard | Level 2 | 0.000000 | 0.087417 | 0.000000 | 0 | 2.735412 | 0.000000 | 0.000000 | 1.912001 | 0.000000 | -0.351265 | 0.000000 | 0.000000 | 34 | 0.029989 | 0.109583 | 0 | 0 | -0.351265 | 0.000000 | 0.045720 | Threaded | M_Cross - Generic: Standard | Schedule 40 | M_Elbow - Generic: Standard | 1 | M_Transition - Generic: Standard | M_Coupling - Generic: Standard
49626 | Level 2 | ExpectedLife |  | 577870 | New Construction | AccessibilityPerformance | WarrantyGuarantorParts |  | FIXED | Hydronic Return Unit A | CodePerformance | 154881 |  |  |  | 49495 | 0.000000 | 49625 | Reference | Pipe Types:Mechanical Pipe | 25 mm | 49659,49661,49663,49665,49667,49669,154926,155000,155001,155002,155003 | 1LorUkoirEpRE75085bOyt | Color | 33 | Pipe Types:Mechanical Pipe:577870 |  | InstallationDate | 49626 | WarrantyGuarantorLabor |  |  |  | ModelNumber | Features | TagNumber |  | BarCode | Hydronic Supply |  |  |  |  | SerialNumber | WarrantyStartDate | AssetIdentifier |  | -0.324278 | 483 | ReplacementCost |  | Constituents |  | Finish | Grade | Carbon Steel | ModelReference | NominalHeight | NominalLength | NominalWidth | ProductionYear | Shape | SustainabilityPerformance | WarrantyDescription | WarrantyDurationLabor | WarrantyDurationParts | Manufacturer | [22 empty] | 0.481440 | [36 empty] | 0.082021 |  | M_Tee - Generic: Standard | Level 2 | 0.000000 | 0.087417 | 0.704675 | 0 | 2.775722 | 0.002119 | 1833.209768 | 1.912001 | 0.034911 | 0.157162 | 0.353043 | 1.113055 | 6 | 0.037812 | 0.109583 | 0 | 0 | -0.324278 |  | 0.045720 | Threaded | M_Cross - Generic: Standard | Schedule 40 | M_Elbow - Generic: Standard | 1 | M_Transition - Generic: Standard | M_Coupling - Generic: Standard
49854 | Level 2 | ExpectedLife |  | 577872 | New Construction | AccessibilityPerformance | WarrantyGuarantorParts |  | FIXED | Hydronic Return Unit A | CodePerformance | 154881 |  |  |  | 49723 | 0.000000 | 49853 | Reference | Pipe Types:Mechanical Pipe | 25 mm | 49888,49890,49892,49894,49896,49898,154926,155000,155001,155002,155003 | 1LorUkoirEpRE75085bOyf | Color | 33 | Pipe Types:Mechanical Pipe:577872 |  | InstallationDate | 49854 | WarrantyGuarantorLabor |  |  |  | ModelNumber | Features | TagNumber |  | BarCode | Hydronic Supply |  |  |  |  | SerialNumber | WarrantyStartDate | AssetIdentifier |  | -0.351265 | 484 | ReplacementCost |  | Constituents |  | Finish | Grade | Carbon Steel | ModelReference | NominalHeight | NominalLength | NominalWidth | ProductionYear | Shape | SustainabilityPerformance | WarrantyDescription | WarrantyDurationLabor | WarrantyDurationParts | Manufacturer | [22 empty] | 1.219201 | [36 empty] | 0.082021 |  | M_Tee - Generic: Standard | Level 2 | 0.000000 | 0.087417 | 0.000000 | 0 | 2.735412 | 0.000000 | 0.000000 | 1.912001 | 0.000000 | -0.351265 | 0.000000 | 0.000000 | 35 | 0.095756 | 0.109583 | 0 | 0 | -0.351265 | 0.000000 | 0.045720 | Threaded | M_Cross - Generic: Standard | Schedule 40 | M_Elbow - Generic: Standard | 1 | M_Transition - Generic: Standard | M_Coupling - Generic: Standard
50163 | Level 2 | ExpectedLife |  | 577911 | New Construction | AccessibilityPerformance | WarrantyGuarantorParts |  | FIXED | Hydronic Return Unit A | CodePerformance | 154881 |  |  |  | 50002 | 0.000000 | 50162 | Reference | Pipe Types:Mechanical Pipe | 25 mm | 50197,50199,50201,50203,50205,50207,154926,155000,155001,155002,155003 | 09MuOLFfP2PBERh1jIFp7u | Color | 33 | Pipe Types:Mechanical Pipe:577911 |  | InstallationDate | 50163 | WarrantyGuarantorLabor |  |  |  | ModelNumber | Features | TagNumber |  | BarCode | Hydronic Supply |  |  |  |  | SerialNumber | WarrantyStartDate | AssetIdentifier |  | -0.351266 | 485 | ReplacementCost |  | Constituents |  | Finish | Grade | Carbon Steel | ModelReference | NominalHeight | NominalLength | NominalWidth | ProductionYear | Shape | SustainabilityPerformance | WarrantyDescription | WarrantyDurationLabor | WarrantyDurationParts | Manufacturer | [22 empty] | 1.131629 | [36 empty] | 0.082021 |  | M_Tee - Generic: Standard | Level 2 | 0.000000 | 0.087417 | 0.000000 | 0 | 2.735412 | 0.000000 | 0.000000 | 1.912001 | 0.000000 | -0.351266 | 0.000000 | 0.000000 | 42 | 0.088878 | 0.109583 | 0 | 0 | -0.351266 | 0.000000 | 0.045720 | Threaded | M_Cross - Generic: Standard | Schedule 40 | M_Elbow - Generic: Standard | 1 | M_Transition - Generic: Standard | M_Coupling - Generic: Standard
50423 | Level 2 | ExpectedLife |  | 577920 | New Construction | AccessibilityPerformance | WarrantyGuarantorParts |  | FIXED | Hydronic Return Unit A | CodePerformance | 154881 |  |  |  | 50262 | 0.000000 | 50422 | Reference | Pipe Types:Mechanical Pipe | 25 mm | 50457,50459,50461,50463,50465,50467,154926,155000,155001,155002,155003 | 09MuOLFfP2PBERh1jIFp4F | Color | 33 | Pipe Types:Mechanical Pipe:577920 |  | InstallationDate | 50423 | WarrantyGuarantorLabor |  |  |  | ModelNumber | Features | TagNumber |  | BarCode | Hydronic Supply |  |  |  |  | SerialNumber | WarrantyStartDate | AssetIdentifier |  | -0.351266 | 486 | ReplacementCost |  | Constituents |  | Finish | Grade | Carbon Steel | ModelReference | NominalHeight | NominalLength | NominalWidth | ProductionYear | Shape | SustainabilityPerformance | WarrantyDescription | WarrantyDurationLabor | WarrantyDurationParts | Manufacturer | [22 empty] | 0.458477 | [36 empty] | 0.082021 |  | M_Tee - Generic: Standard | Level 2 | 0.000000 | 0.087417 | 0.000000 | 0 | 2.735412 | 0.000000 | 0.000000 | 1.912001 | 0.000000 | -0.351266 | 0.000000 | 0.000000 | 41 | 0.036009 | 0.109583 | 0 | 0 | -0.351266 | 0.000000 | 0.045720 | Threaded | M_Cross - Generic: Standard | Schedule 40 | M_Elbow - Generic: Standard | 1 | M_Transition - Generic: Standard | M_Coupling - Generic: Standard
51691 | Level 2 | ExpectedLife |  | 577991 | New Construction | AccessibilityPerformance | WarrantyGuarantorParts |  | FIXED | Hydronic Return Unit A | CodePerformance | 154881 |  |  |  | 51560 | 0.000000 | 51690 | Reference | Pipe Types:Mechanical Pipe | 25 mm | 51725,51727,51729,51731,51733,51735,154926,155000,155001,155002,155003 | 09MuOLFfP2PBERh1jIFp58 | Color | 33 | Pipe Types:Mechanical Pipe:577991 |  | InstallationDate | 51691 | WarrantyGuarantorLabor |  |  |  | ModelNumber | Features | TagNumber |  | BarCode | Hydronic Supply |  |  |  |  | SerialNumber | WarrantyStartDate | AssetIdentifier |  | -0.351266 | 490 | ReplacementCost |  | Constituents |  | Finish | Grade | Carbon Steel | ModelReference | NominalHeight | NominalLength | NominalWidth | ProductionYear | Shape | SustainabilityPerformance | WarrantyDescription | WarrantyDurationLabor | WarrantyDurationParts | Manufacturer | [22 empty] | 2.752711 | [36 empty] | 0.082021 |  | M_Tee - Generic: Standard | Level 2 | 0.000000 | 0.087417 | 0.000000 | 0 | 2.735412 | 0.000000 | 0.000000 | 1.912001 | 0.000000 | -0.351261 | 0.000000 | 0.000000 | 46 | 0.216197 | 0.109583 | 0 | 0 | -0.351266 | 0.000000 | 0.045720 | Threaded | M_Cross - Generic: Standard | Schedule 40 | M_Elbow - Generic: Standard | 1 | M_Transition - Generic: Standard | M_Coupling - Generic: Standard
52422 | Level 2 | ExpectedLife |  | 578228 | New Construction | AccessibilityPerformance | WarrantyGuarantorParts |  | FIXED | Hydronic Return Unit A | CodePerformance | 154881 |  |  |  | 52291 | 0.000000 | 52421 | Reference | Pipe Types:Mechanical Pipe | 25 mm | 52455,52457,52459,52461,52463,52465,154926,155000,155001,155002,155003 | 09MuOLFfP2PBERh1jIFp8x | Color | 33 | Pipe Types:Mechanical Pipe:578228 |  | InstallationDate | 52422 | WarrantyGuarantorLabor |  |  |  | ModelNumber | Features | TagNumber |  | BarCode | Hydronic Supply |  |  |  |  | SerialNumber | WarrantyStartDate | AssetIdentifier |  | 0.061662 | 493 | ReplacementCost |  | Constituents |  | Finish | Grade | Carbon Steel | ModelReference | NominalHeight | NominalLength | NominalWidth | ProductionYear | Shape | SustainabilityPerformance | WarrantyDescription | WarrantyDurationLabor | WarrantyDurationParts | Manufacturer | [22 empty] | 0.392278 | [36 empty] | 0.082021 |  | M_Tee - Generic: Standard | Level 2 | 0.000000 | 0.087417 | 0.000000 | 0 | 2.769385 | 0.000000 | 0.000000 | 1.912001 | 0.000000 | -0.330615 | 0.000000 | 0.000000 | 53 | 0.030809 | 0.109583 | 0 | 0 | 0.061662 |  | 0.045720 | Threaded | M_Cross - Generic: Standard | Schedule 40 | M_Elbow - Generic: Standard | 1 | M_Transition - Generic: Standard | M_Coupling - Generic: Standard
52650 | Level 2 | ExpectedLife |  | 578230 | New Construction | AccessibilityPerformance | WarrantyGuarantorParts |  | FIXED | Hydronic Return Unit A | CodePerformance | 154881 |  |  |  | 52519 | 0.000000 | 52649 | Reference | Pipe Types:Mechanical Pipe | 25 mm | 52684,52686,52688,52690,52692,52694,154926,155000,155001,155002,155003 | 09MuOLFfP2PBERh1jIFp8v | Color | 33 | Pipe Types:Mechanical Pipe:578230 |  | InstallationDate | 52650 | WarrantyGuarantorLabor |  |  |  | ModelNumber | Features | TagNumber |  | BarCode | Hydronic Supply |  |  |  |  | SerialNumber | WarrantyStartDate | AssetIdentifier |  | 0.088650 | 494 | ReplacementCost |  | Constituents |  | Finish | Grade | Carbon Steel | ModelReference | NominalHeight | NominalLength | NominalWidth | ProductionYear | Shape | SustainabilityPerformance | WarrantyDescription | WarrantyDurationLabor | WarrantyDurationParts | Manufacturer | [22 empty] | 0.262665 | [36 empty] | 0.082021 |  | M_Tee - Generic: Standard | Level 2 | 0.000000 | 0.087417 | 0.000000 | 0 | 3.175328 | 0.000000 | 0.000000 | 1.912001 | 0.000000 | 0.088650 | 0.000000 | 0.000000 | 55 | 0.020630 | 0.109583 | 0 | 0 | 0.088650 | 0.000000 | 0.045720 | Threaded | M_Cross - Generic: Standard | Schedule 40 | M_Elbow - Generic: Standard | 1 | M_Transition - Generic: Standard | M_Coupling - Generic: Standard
52860 | Level 2 | ExpectedLife |  | 578268 | New Construction | AccessibilityPerformance | WarrantyGuarantorParts |  | FIXED | Hydronic Return Unit A | CodePerformance | 154881 |  |  |  | 52699 | 0.000000 | 52859 | Reference | Pipe Types:Mechanical Pipe | 25 mm | 52894,52896,52898,52900,52902,52904,154926,155000,155001,155002,155003 | 09MuOLFfP2PBERh1jIFp9J | Color | 33 | Pipe Types:Mechanical Pipe:578268 |  | InstallationDate | 52860 | WarrantyGuarantorLabor |  |  |  | ModelNumber | Features | TagNumber |  | BarCode | Hydronic Supply |  |  |  |  | SerialNumber | WarrantyStartDate | AssetIdentifier |  | 0.222200 | 495 | ReplacementCost |  | Constituents |  | Finish | Grade | Carbon Steel | ModelReference | NominalHeight | NominalLength | NominalWidth | ProductionYear | Shape | SustainabilityPerformance | WarrantyDescription | WarrantyDurationLabor | WarrantyDurationParts | Manufacturer | [22 empty] | 0.099796 | [36 empty] | 0.082021 |  | M_Tee - Generic: Standard | Level 2 | 0.000000 | 0.087417 | 0.000000 | 0 | 3.308878 | 0.000000 | 0.000000 | 1.912001 | 0.000000 | 0.222200 | 0.000000 | 0.000000 | 27 | 0.007838 | 0.109583 | 0 | 0 | 0.222200 | 0.000000 | 0.045720 | Threaded | M_Cross - Generic: Standard | Schedule 40 | M_Elbow - Generic: Standard | 1 | M_Transition - Generic: Standard | M_Coupling - Generic: Standard
53136 | Level 2 | ExpectedLife |  | 578403 | New Construction | AccessibilityPerformance | WarrantyGuarantorParts |  | FIXED | Hydronic Return Unit A | CodePerformance | 154881 |  |  |  | 53005 | 0.000000 | 53135 | Reference | Pipe Types:Mechanical Pipe | 25 mm | 53170,53172,53174,53176,53178,53180,154926,155000,155001,155002,155003 | 09MuOLFfP2PBERh1jIFpFi | Color | 33 | Pipe Types:Mechanical Pipe:578403 |  | InstallationDate | 53136 | WarrantyGuarantorLabor |  |  |  | ModelNumber | Features | TagNumber |  | BarCode | Hydronic Supply |  |  |  |  | SerialNumber | WarrantyStartDate | AssetIdentifier |  | -0.351253 | 498 | ReplacementCost |  | Constituents |  | Finish | Grade | Carbon Steel | ModelReference | NominalHeight | NominalLength | NominalWidth | ProductionYear | Shape | SustainabilityPerformance | WarrantyDescription | WarrantyDurationLabor | WarrantyDurationParts | Manufacturer | [22 empty] | 0.319246 | [36 empty] | 0.082021 |  | M_Tee - Generic: Standard | Level 2 | 0.000000 | 0.087417 | 0.000000 | 0 | 2.735425 | 0.000000 | 0.000000 | 1.912001 | 0.000000 | -0.351253 | 0.000000 | 0.000000 | 52 | 0.025074 | 0.109583 | 0 | 0 | -0.351253 | 0.000000 | 0.045720 | Threaded | M_Cross - Generic: Standard | Schedule 40 | M_Elbow - Generic: Standard | 1 | M_Transition - Generic: Standard | M_Coupling - Generic: Standard
53978 | Level 2 | ExpectedLife |  | 578423 | New Construction | AccessibilityPerformance | WarrantyGuarantorParts |  | FIXED | Hydronic Return Unit A | CodePerformance | 154881 |  |  |  | 53847 | 0.000000 | 53977 | Reference | Pipe Types:Mechanical Pipe | 25 mm | 54012,54014,54016,54018,54020,54022,154926,155000,155001,155002,155003 | 09MuOLFfP2PBERh1jIFpFu | Color | 33 | Pipe Types:Mechanical Pipe:578423 |  | InstallationDate | 53978 | WarrantyGuarantorLabor |  |  |  | ModelNumber | Features | TagNumber |  | BarCode | Hydronic Supply |  |  |  |  | SerialNumber | WarrantyStartDate | AssetIdentifier |  | -0.351253 | 499 | ReplacementCost |  | Constituents |  | Finish | Grade | Carbon Steel | ModelReference | NominalHeight | NominalLength | NominalWidth | ProductionYear | Shape | SustainabilityPerformance | WarrantyDescription | WarrantyDurationLabor | WarrantyDurationParts | Manufacturer | [22 empty] | 0.243469 | [36 empty] | 0.082021 |  | M_Tee - Generic: Standard | Level 2 | 0.000000 | 0.087417 | 0.000000 | 0 | 2.735425 | 0.000000 | 0.000000 | 1.912001 | 0.000000 | -0.351253 | 0.000000 | 0.000000 | 53 | 0.019122 | 0.109583 | 0 | 0 | -0.351253 | 0.000000 | 0.045720 | Threaded | M_Cross - Generic: Standard | Schedule 40 | M_Elbow - Generic: Standard | 1 | M_Transition - Generic: Standard | M_Coupling - Generic: Standard
56474 | Level 2 | ExpectedLife |  | 578435 | New Construction | AccessibilityPerformance | WarrantyGuarantorParts |  | FIXED | Hydronic Return Unit A | CodePerformance | 154881 |  |  |  | 56343 | 0.000000 | 56473 | Reference | Pipe Types:Mechanical Pipe | 25 mm | 56507,56509,56511,56513,56515,56517,154926,155000,155001,155002,155003 | 09MuOLFfP2PBERh1jIFpCC | Color | 33 | Pipe Types:Mechanical Pipe:578435 |  | InstallationDate | 56474 | WarrantyGuarantorLabor |  |  |  | ModelNumber | Features | TagNumber |  | BarCode | Hydronic Supply |  |  |  |  | SerialNumber | WarrantyStartDate | AssetIdentifier |  | 0.162694 | 500 | ReplacementCost |  | Constituents |  | Finish | Grade | Carbon Steel | ModelReference | NominalHeight | NominalLength | NominalWidth | ProductionYear | Shape | SustainabilityPerformance | WarrantyDescription | WarrantyDurationLabor | WarrantyDurationParts | Manufacturer | [22 empty] | 0.032518 | [36 empty] | 0.082021 |  | M_Tee - Generic: Standard | Level 2 | 0.000000 | 0.087417 | 0.000000 | 0 | 3.262694 | 0.000000 | 0.000000 | 1.912001 | 0.000000 | 0.195213 | 0.000000 | 0.000000 | 28 | 0.002554 | 0.109583 | 0 | 0 | 0.162694 |  | 0.045720 | Threaded | M_Cross - Generic: Standard | Schedule 40 | M_Elbow - Generic: Standard | 1 | M_Transition - Generic: Standard | M_Coupling - Generic: Standard
56653 | Level 2 | ExpectedLife |  | 578472 | New Construction | AccessibilityPerformance | WarrantyGuarantorParts |  | FIXED | Hydronic Return Unit A | CodePerformance | 154881 |  |  |  | 56522 | 0.000000 | 56652 | Reference | Pipe Types:Mechanical Pipe | 25 mm | 56687,56689,56691,56693,56695,56697,154926,155000,155001,155002,155003 | 09MuOLFfP2PBERh1jIFpCd | Color | 33 | Pipe Types:Mechanical Pipe:578472 |  | InstallationDate | 56653 | WarrantyGuarantorLabor |  |  |  | ModelNumber | Features | TagNumber |  | BarCode | Hydronic Supply |  |  |  |  | SerialNumber | WarrantyStartDate | AssetIdentifier |  | 0.654000 | 501 | ReplacementCost |  | Constituents |  | Finish | Grade | Carbon Steel | ModelReference | NominalHeight | NominalLength | NominalWidth | ProductionYear | Shape | SustainabilityPerformance | WarrantyDescription | WarrantyDurationLabor | WarrantyDurationParts | Manufacturer | [22 empty] | 0.249819 | [36 empty] | 0.082021 |  | M_Tee - Generic: Standard | Level 2 | 0.000000 | 0.087417 | 0.000000 | 0 | 3.740678 | 0.000000 | 0.000000 | 1.912001 | 0.000000 | 0.654000 | 0.000000 | 0.000000 | 2 | 0.019621 | 0.109583 | 0 | 0 | 0.654000 | 0.000000 | 0.045720 | Threaded | M_Cross - Generic: Standard | Schedule 40 | M_Elbow - Generic: Standard | 1 | M_Transition - Generic: Standard | M_Coupling - Generic: Standard
56833 | Level 2 | ExpectedLife |  | 578485 | New Construction | AccessibilityPerformance | WarrantyGuarantorParts |  | FIXED | Hydronic Return Unit A | CodePerformance | 154881 |  |  |  | 56702 | 0.000000 | 56832 | Reference | Pipe Types:Mechanical Pipe | 25 mm | 56866,56868,56870,56872,56874,56876,154926,155000,155001,155002,155003 | 09MuOLFfP2PBERh1jIFpCw | Color | 33 | Pipe Types:Mechanical Pipe:578485 |  | InstallationDate | 56833 | WarrantyGuarantorLabor |  |  |  | ModelNumber | Features | TagNumber |  | BarCode | Hydronic Supply |  |  |  |  | SerialNumber | WarrantyStartDate | AssetIdentifier |  | 0.600559 | 502 | ReplacementCost |  | Constituents |  | Finish | Grade | Carbon Steel | ModelReference | NominalHeight | NominalLength | NominalWidth | ProductionYear | Shape | SustainabilityPerformance | WarrantyDescription | WarrantyDurationLabor | WarrantyDurationParts | Manufacturer | [22 empty] | 0.032803 | [36 empty] | 0.082021 |  | M_Tee - Generic: Standard | Level 2 | 0.000000 | 0.087417 | 0.000000 | 0 | 3.700559 | 0.000000 | 0.000000 | 1.912001 | 0.000000 | 0.633362 | 0.000000 | 0.000000 | 2 | 0.002576 | 0.109583 | 0 | 0 | 0.600559 |  | 0.045720 | Threaded | M_Cross - Generic: Standard | Schedule 40 | M_Elbow - Generic: Standard | 1 | M_Transition - Generic: Standard | M_Coupling - Generic: Standard
57060 | Level 2 | ExpectedLife |  | 578532 | New Construction | AccessibilityPerformance | WarrantyGuarantorParts |  | FIXED | Hydronic Return Unit A | CodePerformance | 154881 |  |  |  | 56929 | 0.000000 | 57059 | Reference | Pipe Types:Mechanical Pipe | 40 mm | 57094,57096,57098,57100,57102,57104,154926,155000,155001,155002,155003 | 09MuOLFfP2PBERh1jIFpDh | Color | 33 | Pipe Types:Mechanical Pipe:578532 |  | InstallationDate | 57060 | WarrantyGuarantorLabor |  |  |  | ModelNumber | Features | TagNumber |  | BarCode | Hydronic Supply |  |  |  |  | SerialNumber | WarrantyStartDate | AssetIdentifier |  | 0.654000 | 503 | ReplacementCost |  | Constituents |  | Finish | Grade | Carbon Steel | ModelReference | NominalHeight | NominalLength | NominalWidth | ProductionYear | Shape | SustainabilityPerformance | WarrantyDescription | WarrantyDurationLabor | WarrantyDurationParts | Manufacturer | [22 empty] | 0.052878 | [36 empty] | 0.131234 |  | M_Tee - Generic: Standard | Level 2 | 0.000000 | 0.134167 | 0.000000 | 0 | 3.733553 | 0.000000 | 0.000000 | 2.934529 | 0.000000 | 0.654000 | 0.000000 | 0.000000 | 1 | 0.006645 | 0.158333 | 0 | 0 | 0.654000 | 0.000000 | 0.045720 | Threaded | M_Cross - Generic: Standard | Schedule 40 | M_Elbow - Generic: Standard | 1 | M_Transition - Generic: Standard | M_Coupling - Generic: Standard
57443 | Level 2 | ExpectedLife |  | 578609 | New Construction | AccessibilityPerformance | WarrantyGuarantorParts |  | FIXED | Hydronic Return Unit A | CodePerformance | 154881 |  |  |  | 57312 | 0.000000 | 57442 | Reference | Pipe Types:Mechanical Pipe | 25 mm | 57476,57478,57480,57482,57484,57486,154926,155000,155001,155002,155003 | 09MuOLFfP2PBERh1jIFpI_ | Color | 33 | Pipe Types:Mechanical Pipe:578609 |  | InstallationDate | 57443 | WarrantyGuarantorLabor |  |  |  | ModelNumber | Features | TagNumber |  | BarCode | Hydronic Supply |  |  |  |  | SerialNumber | WarrantyStartDate | AssetIdentifier |  | 0.109287 | 506 | ReplacementCost |  | Constituents |  | Finish | Grade | Carbon Steel | ModelReference | NominalHeight | NominalLength | NominalWidth | ProductionYear | Shape | SustainabilityPerformance | WarrantyDescription | WarrantyDurationLabor | WarrantyDurationParts | Manufacturer | [22 empty] | 0.159544 | [36 empty] | 0.082021 |  | M_Tee - Generic: Standard | Level 2 | 0.000000 | 0.087417 | 0.000000 | 0 | 3.209287 | 0.000000 | 0.000000 | 1.912001 | 0.000000 | 0.268831 | 0.000000 | 0.000000 | 56 | 0.012531 | 0.109583 | 0 | 0 | 0.109287 |  | 0.045720 | Threaded | M_Cross - Generic: Standard | Schedule 40 | M_Elbow - Generic: Standard | 1 | M_Transition - Generic: Standard | M_Coupling - Generic: Standard
58295 | Level 2 | ExpectedLife |  | 578656 | New Construction | AccessibilityPerformance | WarrantyGuarantorParts |  | FIXED | Hydronic Supply Unit B | CodePerformance | 154881 |  |  |  | 58164 | 0.000000 | 58294 | Reference | Pipe Types:Mechanical Pipe | 25 mm | 58328,58330,58332,58334,58336,58338,154926,155000,155001,155002,155003 | 09MuOLFfP2PBERh1jIFpJl | Color | 33 | Pipe Types:Mechanical Pipe:578656 |  | InstallationDate | 58295 | WarrantyGuarantorLabor |  |  |  | ModelNumber | Features | TagNumber |  | BarCode | Hydronic Supply |  |  |  |  | SerialNumber | WarrantyStartDate | AssetIdentifier |  | -0.420603 | 507 | ReplacementCost |  | Constituents |  | Finish | Grade | Carbon Steel | ModelReference | NominalHeight | NominalLength | NominalWidth | ProductionYear | Shape | SustainabilityPerformance | WarrantyDescription | WarrantyDurationLabor | WarrantyDurationParts | Manufacturer | [22 empty] | 0.488615 | [36 empty] | 0.082021 |  | M_Tee - Generic: Standard | Level 2 | 0.000000 | 0.087417 | 0.000000 | 0 | 2.679397 | 0.000000 | 0.000000 | 1.912001 | 0.000000 | 0.068012 | 0.000000 | 0.000000 | 35 | 0.038376 | 0.109583 | 0 | 0 | -0.420603 |  | 0.045720 | Threaded | M_Cross - Generic: Standard | Schedule 40 | M_Elbow - Generic: Standard | 1 | M_Transition - Generic: Standard | M_Coupling - Generic: Standard
58474 | Level 2 | ExpectedLife |  | 578706 | New Construction | AccessibilityPerformance | WarrantyGuarantorParts |  | FIXED | Hydronic Supply Unit B | CodePerformance | 154881 |  |  |  | 58343 | 0.000000 | 58473 | Reference | Pipe Types:Mechanical Pipe | 25 mm | 58507,58509,58511,58513,58515,58517,154926,155000,155001,155002,155003 | 09MuOLFfP2PBERh1jIFpGT | Color | 33 | Pipe Types:Mechanical Pipe:578706 |  | InstallationDate | 58474 | WarrantyGuarantorLabor |  |  |  | ModelNumber | Features | TagNumber |  | BarCode | Hydronic Supply |  |  |  |  | SerialNumber | WarrantyStartDate | AssetIdentifier |  | -0.414262 | 509 | ReplacementCost |  | Constituents |  | Finish | Grade | Carbon Steel | ModelReference | NominalHeight | NominalLength | NominalWidth | ProductionYear | Shape | SustainabilityPerformance | WarrantyDescription | WarrantyDurationLabor | WarrantyDurationParts | Manufacturer | [22 empty] | 0.489992 | [36 empty] | 0.082021 |  | M_Tee - Generic: Standard | Level 2 | 0.000000 | 0.087417 | 0.704675 | 0 | 2.685738 | 0.002119 | 1833.209768 | 1.912001 | 0.034911 | 0.075730 | 0.353043 | 1.132826 | 5 | 0.038484 | 0.109583 | 0 | 0 | -0.414262 |  | 0.045720 | Threaded | M_Cross - Generic: Standard | Schedule 40 | M_Elbow - Generic: Standard | 1 | M_Transition - Generic: Standard | M_Coupling - Generic: Standard
58702 | Level 2 | ExpectedLife |  | 578708 | New Construction | AccessibilityPerformance | WarrantyGuarantorParts |  | FIXED | Hydronic Supply Unit B | CodePerformance | 154881 |  |  |  | 58571 | 0.000000 | 58701 | Reference | Pipe Types:Mechanical Pipe | 25 mm | 58736,58738,58740,58742,58744,58746,154926,155000,155001,155002,155003 | 09MuOLFfP2PBERh1jIFpGR | Color | 33 | Pipe Types:Mechanical Pipe:578708 |  | InstallationDate | 58702 | WarrantyGuarantorLabor |  |  |  | ModelNumber | Features | TagNumber |  | BarCode | Hydronic Supply |  |  |  |  | SerialNumber | WarrantyStartDate | AssetIdentifier |  | -0.441249 | 510 | ReplacementCost |  | Constituents |  | Finish | Grade | Carbon Steel | ModelReference | NominalHeight | NominalLength | NominalWidth | ProductionYear | Shape | SustainabilityPerformance | WarrantyDescription | WarrantyDurationLabor | WarrantyDurationParts | Manufacturer | [22 empty] | 0.382768 | [36 empty] | 0.082021 |  | M_Tee - Generic: Standard | Level 2 | 0.000000 | 0.087417 | 0.000000 | 0 | 2.645428 | 0.000000 | 0.000000 | 1.912001 | 0.000000 | -0.441249 | 0.000000 | 0.000000 | 52 | 0.030063 | 0.109583 | 0 | 0 | -0.441249 | 0.000000 | 0.045720 | Threaded | M_Cross - Generic: Standard | Schedule 40 | M_Elbow - Generic: Standard | 1 | M_Transition - Generic: Standard | M_Coupling - Generic: Standard
58930 | Level 2 | ExpectedLife |  | 578742 | New Construction | AccessibilityPerformance | WarrantyGuarantorParts |  | FIXED | Hydronic Supply Unit B | CodePerformance | 154881 |  |  |  | 58799 | 0.000000 | 58929 | Reference | Pipe Types:Mechanical Pipe | 25 mm | 58963,58965,58967,58969,58971,58973,154926,155000,155001,155002,155003 | 09MuOLFfP2PBERh1jIFpGv | Color | 33 | Pipe Types:Mechanical Pipe:578742 |  | InstallationDate | 58930 | WarrantyGuarantorLabor |  |  |  | ModelNumber | Features | TagNumber |  | BarCode | Hydronic Supply |  |  |  |  | SerialNumber | WarrantyStartDate | AssetIdentifier |  | -0.414262 | 511 | ReplacementCost |  | Constituents |  | Finish | Grade | Carbon Steel | ModelReference | NominalHeight | NominalLength | NominalWidth | ProductionYear | Shape | SustainabilityPerformance | WarrantyDescription | WarrantyDurationLabor | WarrantyDurationParts | Manufacturer | [22 empty] | 0.489992 | [36 empty] | 0.082021 |  | M_Tee - Generic: Standard | Level 2 | 0.000000 | 0.087417 | 0.704675 | 0 | 2.685738 | 0.002119 | 1833.209768 | 1.912001 | 0.034911 | 0.075730 | 0.353043 | 1.132826 | 6 | 0.038484 | 0.109583 | 0 | 0 | -0.414262 |  | 0.045720 | Threaded | M_Cross - Generic: Standard | Schedule 40 | M_Elbow - Generic: Standard | 1 | M_Transition - Generic: Standard | M_Coupling - Generic: Standard
59158 | Level 2 | ExpectedLife |  | 578744 | New Construction | AccessibilityPerformance | WarrantyGuarantorParts |  | FIXED | Hydronic Supply Unit B | CodePerformance | 154881 |  |  |  | 59027 | 0.000000 | 59157 | Reference | Pipe Types:Mechanical Pipe | 25 mm | 59192,59194,59196,59198,59200,59202,154926,155000,155001,155002,155003 | 09MuOLFfP2PBERh1jIFpGt | Color | 33 | Pipe Types:Mechanical Pipe:578744 |  | InstallationDate | 59158 | WarrantyGuarantorLabor |  |  |  | ModelNumber | Features | TagNumber |  | BarCode | Hydronic Supply |  |  |  |  | SerialNumber | WarrantyStartDate | AssetIdentifier |  | -0.441249 | 512 | ReplacementCost |  | Constituents |  | Finish | Grade | Carbon Steel | ModelReference | NominalHeight | NominalLength | NominalWidth | ProductionYear | Shape | SustainabilityPerformance | WarrantyDescription | WarrantyDurationLabor | WarrantyDurationParts | Manufacturer | [22 empty] | 1.218270 | [36 empty] | 0.082021 |  | M_Tee - Generic: Standard | Level 2 | 0.000000 | 0.087417 | 0.000000 | 0 | 2.645428 | 0.000000 | 0.000000 | 1.912001 | 0.000000 | -0.441249 | 0.000000 | 0.000000 | 53 | 0.095683 | 0.109583 | 0 | 0 | -0.441249 | 0.000000 | 0.045720 | Threaded | M_Cross - Generic: Standard | Schedule 40 | M_Elbow - Generic: Standard | 1 | M_Transition - Generic: Standard | M_Coupling - Generic: Standard
60425 | Level 2 | ExpectedLife |  | 578775 | New Construction | AccessibilityPerformance | WarrantyGuarantorParts |  | FIXED | Hydronic Supply Unit B | CodePerformance | 154881 |  |  |  | 60294 | 0.000000 | 60424 | Reference | Pipe Types:Mechanical Pipe | 25 mm | 60459,60461,60463,60465,60467,60469,154926,155000,155001,155002,155003 | 09MuOLFfP2PBERh1jIFpHO | Color | 33 | Pipe Types:Mechanical Pipe:578775 |  | InstallationDate | 60425 | WarrantyGuarantorLabor |  |  |  | ModelNumber | Features | TagNumber |  | BarCode | Hydronic Supply |  |  |  |  | SerialNumber | WarrantyStartDate | AssetIdentifier |  | -0.441247 | 513 | ReplacementCost |  | Constituents |  | Finish | Grade | Carbon Steel | ModelReference | NominalHeight | NominalLength | NominalWidth | ProductionYear | Shape | SustainabilityPerformance | WarrantyDescription | WarrantyDurationLabor | WarrantyDurationParts | Manufacturer | [22 empty] | 0.468467 | [36 empty] | 0.082021 |  | M_Tee - Generic: Standard | Level 2 | 0.000000 | 0.087417 | 0.000000 | 0 | 2.645428 | 0.000000 | 0.000000 | 1.912001 | 0.000000 | -0.441249 | 0.000000 | 0.000000 | 47 | 0.036793 | 0.109583 | 0 | 0 | -0.441247 | 0.000000 | 0.045720 | Threaded | M_Cross - Generic: Standard | Schedule 40 | M_Elbow - Generic: Standard | 1 | M_Transition - Generic: Standard | M_Coupling - Generic: Standard
61059 | Level 2 | ExpectedLife |  | 579139 | New Construction | AccessibilityPerformance | WarrantyGuarantorParts |  | FIXED | Hydronic Supply Unit B | CodePerformance | 154881 |  |  |  | 60928 | 0.000000 | 61058 | Reference | Pipe Types:Mechanical Pipe | 25 mm | 61093,61095,61097,61099,61101,61103,154926,155000,155001,155002,155003 | 2lNhgfRZ1DQuhMBHCrJyZo | Color | 33 | Pipe Types:Mechanical Pipe:579139 |  | InstallationDate | 61059 | WarrantyGuarantorLabor |  |  |  | ModelNumber | Features | TagNumber |  | BarCode | Hydronic Supply |  |  |  |  | SerialNumber | WarrantyStartDate | AssetIdentifier |  | 0.225087 | 521 | ReplacementCost |  | Constituents |  | Finish | Grade | Carbon Steel | ModelReference | NominalHeight | NominalLength | NominalWidth | ProductionYear | Shape | SustainabilityPerformance | WarrantyDescription | WarrantyDurationLabor | WarrantyDurationParts | Manufacturer | [22 empty] | 0.106510 | [36 empty] | 0.082021 |  | M_Tee - Generic: Standard | Level 2 | 0.000000 | 0.087417 | 0.000000 | 0 | 3.311764 | 0.000000 | 0.000000 | 1.912001 | 0.000000 | 0.225087 | 0.000000 | 0.000000 | 27 | 0.008365 | 0.109583 | 0 | 0 | 0.225087 | 0.000000 | 0.045720 | Threaded | M_Cross - Generic: Standard | Schedule 40 | M_Elbow - Generic: Standard | 1 | M_Transition - Generic: Standard | M_Coupling - Generic: Standard
61382 | Level 2 | ExpectedLife |  | 579262 | New Construction | AccessibilityPerformance | WarrantyGuarantorParts |  | FIXED | Hydronic Supply Unit B | CodePerformance | 154881 |  |  |  | 61251 | 0.000000 | 61381 | Reference | Pipe Types:Mechanical Pipe | 25 mm | 61415,61417,61419,61421,61423,61425,154926,155000,155001,155002,155003 | 2lNhgfRZ1DQuhMBHCrJyWF | Color | 33 | Pipe Types:Mechanical Pipe:579262 |  | InstallationDate | 61382 | WarrantyGuarantorLabor |  |  |  | ModelNumber | Features | TagNumber |  | BarCode | Hydronic Supply |  |  |  |  | SerialNumber | WarrantyStartDate | AssetIdentifier |  | 0.115638 | 528 | ReplacementCost |  | Constituents |  | Finish | Grade | Carbon Steel | ModelReference | NominalHeight | NominalLength | NominalWidth | ProductionYear | Shape | SustainabilityPerformance | WarrantyDescription | WarrantyDurationLabor | WarrantyDurationParts | Manufacturer | [22 empty] | 0.157369 | [36 empty] | 0.082021 |  | M_Tee - Generic: Standard | Level 2 | 0.000000 | 0.087417 | 0.000000 | 0 | 3.215638 | 0.000000 | 0.000000 | 1.912001 | 0.000000 | 0.273006 | 0.000000 | 0.000000 | 34 | 0.012360 | 0.109583 | 0 | 0 | 0.115638 |  | 0.045720 | Threaded | M_Cross - Generic: Standard | Schedule 40 | M_Elbow - Generic: Standard | 1 | M_Transition - Generic: Standard | M_Coupling - Generic: Standard
65259 | Level 2 | ExpectedLife |  | 580418 | New Construction | AccessibilityPerformance | WarrantyGuarantorParts |  | FIXED | Hydronic Supply Unit B | CodePerformance | 154881 |  |  |  | 65128 | 0.000000 | 65258 | Reference | Pipe Types:Mechanical Pipe | 25 mm | 65293,65295,65297,65299,65301,65303,154926,155000,155001,155002,155003 | 2$dTH4D0v6UvzO4e0uyqzg | Color | 33 | Pipe Types:Mechanical Pipe:580418 |  | InstallationDate | 65259 | WarrantyGuarantorLabor |  |  |  | ModelNumber | Features | TagNumber |  | BarCode | Hydronic Supply |  |  |  |  | SerialNumber | WarrantyStartDate | AssetIdentifier |  | 0.095000 | 533 | ReplacementCost |  | Constituents |  | Finish | Grade | Carbon Steel | ModelReference | NominalHeight | NominalLength | NominalWidth | ProductionYear | Shape | SustainabilityPerformance | WarrantyDescription | WarrantyDurationLabor | WarrantyDurationParts | Manufacturer | [22 empty] | 0.012356 | [36 empty] | 0.082021 |  | M_Tee - Generic: Standard | Level 2 | 0.000000 | 0.087417 | 0.000000 | 0 | 3.181678 | 0.000000 | 0.000000 | 1.912001 | 0.000000 | 0.095000 | 0.000000 | 0.000000 | 34 | 0.000970 | 0.109583 | 0 | 0 | 0.095000 | 0.000000 | 0.045720 | Threaded | M_Cross - Generic: Standard | Schedule 40 | M_Elbow - Generic: Standard | 1 | M_Transition - Generic: Standard | M_Coupling - Generic: Standard
67885 | Level 2 | ExpectedLife |  | 581020 | New Construction | AccessibilityPerformance | WarrantyGuarantorParts |  | FIXED | Hydronic Supply Unit B | CodePerformance | 154881 |  |  |  | 67754 | 0.000000 | 67884 | Reference | Pipe Types:Mechanical Pipe | 25 mm | 67919,67921,67923,67925,67927,67929,154926,155000,155001,155002,155003 | 2$dTH4D0v6UvzO4e0uyqcq | Color | 33 | Pipe Types:Mechanical Pipe:581020 |  | InstallationDate | 67885 | WarrantyGuarantorLabor |  |  |  | ModelNumber | Features | TagNumber |  | BarCode | Hydronic Supply |  |  |  |  | SerialNumber | WarrantyStartDate | AssetIdentifier |  | 0.094997 | 535 | ReplacementCost |  | Constituents |  | Finish | Grade | Carbon Steel | ModelReference | NominalHeight | NominalLength | NominalWidth | ProductionYear | Shape | SustainabilityPerformance | WarrantyDescription | WarrantyDurationLabor | WarrantyDurationParts | Manufacturer | [22 empty] | 0.165869 | [36 empty] | 0.082021 |  | M_Tee - Generic: Standard | Level 2 | 0.000000 | 0.087417 | 0.000000 | 0 | 3.181673 | 0.000000 | 0.000000 | 1.912001 | 0.000000 | 0.094995 | 0.000000 | 0.000000 | 50 | 0.013027 | 0.109583 | 0 | 0 | 0.094997 | 0.000000 | 0.045720 | Threaded | M_Cross - Generic: Standard | Schedule 40 | M_Elbow - Generic: Standard | 1 | M_Transition - Generic: Standard | M_Coupling - Generic: Standard
71074 | Level 2 | ExpectedLife |  | 581037 | New Construction | AccessibilityPerformance | WarrantyGuarantorParts |  | FIXED | Hydronic Supply Unit B | CodePerformance | 154881 |  |  |  | 70943 | 0.000000 | 71073 | Reference | Pipe Types:Mechanical Pipe | 25 mm | 71108,71110,71112,71114,71116,71118,154926,155000,155001,155002,155003 | 2$dTH4D0v6UvzO4e0uyqc5 | Color | 33 | Pipe Types:Mechanical Pipe:581037 |  | InstallationDate | 71074 | WarrantyGuarantorLabor |  |  |  | ModelNumber | Features | TagNumber |  | BarCode | Hydronic Supply |  |  |  |  | SerialNumber | WarrantyStartDate | AssetIdentifier |  | 0.094997 | 536 | ReplacementCost |  | Constituents |  | Finish | Grade | Carbon Steel | ModelReference | NominalHeight | NominalLength | NominalWidth | ProductionYear | Shape | SustainabilityPerformance | WarrantyDescription | WarrantyDurationLabor | WarrantyDurationParts | Manufacturer | [22 empty] | 0.352211 | [36 empty] | 0.082021 |  | M_Tee - Generic: Standard | Level 2 | 0.000000 | 0.087417 | 0.000000 | 0 | 3.181675 | 0.000000 | 0.000000 | 1.912001 | 0.000000 | 0.095000 | 0.000000 | 0.000000 | 33 | 0.027663 | 0.109583 | 0 | 0 | 0.094997 | 0.000000 | 0.045720 | Threaded | M_Cross - Generic: Standard | Schedule 40 | M_Elbow - Generic: Standard | 1 | M_Transition - Generic: Standard | M_Coupling - Generic: Standard
71311 | Level 2 | ExpectedLife |  | 581158 | New Construction | AccessibilityPerformance | WarrantyGuarantorParts |  | FIXED | Hydronic Supply Unit B | CodePerformance | 154881 |  |  |  | 71180 | 0.000000 | 71310 | Reference | Pipe Types:Mechanical Pipe | 40 mm | 71345,71347,71349,71351,71353,71355,154926,155000,155001,155002,155003 | 2$dTH4D0v6UvzO4e0uyqeE | Color | 33 | Pipe Types:Mechanical Pipe:581158 |  | InstallationDate | 71311 | WarrantyGuarantorLabor |  |  |  | ModelNumber | Features | TagNumber |  | BarCode | Hydronic Supply |  |  |  |  | SerialNumber | WarrantyStartDate | AssetIdentifier |  | 0.654000 | 537 | ReplacementCost |  | Constituents |  | Finish | Grade | Carbon Steel | ModelReference | NominalHeight | NominalLength | NominalWidth | ProductionYear | Shape | SustainabilityPerformance | WarrantyDescription | WarrantyDurationLabor | WarrantyDurationParts | Manufacturer | [22 empty] | 0.066372 | [36 empty] | 0.131234 |  | M_Tee - Generic: Standard | Level 2 | 0.000000 | 0.134167 | 0.000000 | 0 | 3.733553 | 0.000000 | 0.000000 | 2.934529 | 0.000000 | 0.654000 | 0.000000 | 0.000000 | 1 | 0.008341 | 0.158333 | 0 | 0 | 0.654000 | 0.000000 | 0.045720 | Threaded | M_Cross - Generic: Standard | Schedule 40 | M_Elbow - Generic: Standard | 1 | M_Transition - Generic: Standard | M_Coupling - Generic: Standard
71491 | Level 2 | ExpectedLife |  | 581159 | New Construction | AccessibilityPerformance | WarrantyGuarantorParts |  | FIXED | Hydronic Supply Unit B | CodePerformance | 154881 |  |  |  | 71360 | 0.000000 | 71490 | Reference | Pipe Types:Mechanical Pipe | 40 mm | 71525,71527,71529,71531,71533,71535,154926,155000,155001,155002,155003 | 2$dTH4D0v6UvzO4e0uyqeF | Color | 33 | Pipe Types:Mechanical Pipe:581159 |  | InstallationDate | 71491 | WarrantyGuarantorLabor |  |  |  | ModelNumber | Features | TagNumber |  | BarCode | Hydronic Supply |  |  |  |  | SerialNumber | WarrantyStartDate | AssetIdentifier |  | 0.654000 | 538 | ReplacementCost |  | Constituents |  | Finish | Grade | Carbon Steel | ModelReference | NominalHeight | NominalLength | NominalWidth | ProductionYear | Shape | SustainabilityPerformance | WarrantyDescription | WarrantyDurationLabor | WarrantyDurationParts | Manufacturer | [22 empty] | 0.236325 | [36 empty] | 0.131234 |  | M_Tee - Generic: Standard | Level 2 | 0.000000 | 0.134167 | 0.000000 | 0 | 3.733553 | 0.000000 | 0.000000 | 2.934529 | 0.000000 | 0.654000 | 0.000000 | 0.000000 | 1 | 0.029698 | 0.158333 | 0 | 0 | 0.654000 | 0.000000 | 0.045720 | Threaded | M_Cross - Generic: Standard | Schedule 40 | M_Elbow - Generic: Standard | 1 | M_Transition - Generic: Standard | M_Coupling - Generic: Standard
74078 | Level 2 | ExpectedLife |  | 581179 | New Construction | AccessibilityPerformance | WarrantyGuarantorParts |  | FIXED | Hydronic Supply Unit B | CodePerformance | 154881 |  |  |  | 73947 | 0.000000 | 74077 | Reference | Pipe Types:Mechanical Pipe | 25 mm | 74112,74114,74116,74118,74120,74122,154926,155000,155001,155002,155003 | 2$dTH4D0v6UvzO4e0uyqeJ | Color | 33 | Pipe Types:Mechanical Pipe:581179 |  | InstallationDate | 74078 | WarrantyGuarantorLabor |  |  |  | ModelNumber | Features | TagNumber |  | BarCode | Hydronic Supply |  |  |  |  | SerialNumber | WarrantyStartDate | AssetIdentifier |  | -0.441240 | 540 | ReplacementCost |  | Constituents |  | Finish | Grade | Carbon Steel | ModelReference | NominalHeight | NominalLength | NominalWidth | ProductionYear | Shape | SustainabilityPerformance | WarrantyDescription | WarrantyDurationLabor | WarrantyDurationParts | Manufacturer | [22 empty] | 0.247412 | [36 empty] | 0.082021 |  | M_Tee - Generic: Standard | Level 2 | 0.000000 | 0.087417 | 0.000000 | 0 | 2.645437 | 0.000000 | 0.000000 | 1.912001 | 0.000000 | -0.441240 | 0.000000 | 0.000000 | 35 | 0.019432 | 0.109583 | 0 | 0 | -0.441240 | 0.000000 | 0.045720 | Threaded | M_Cross - Generic: Standard | Schedule 40 | M_Elbow - Generic: Standard | 1 | M_Transition - Generic: Standard | M_Coupling - Generic: Standard
74259 | Level 2 | ExpectedLife |  | 583610 | New Construction | AccessibilityPerformance | WarrantyGuarantorParts |  | FIXED | Hydronic Supply Unit B | CodePerformance | 154881 |  |  |  | 74127 | 0.000000 | 74258 | Reference | Pipe Types:Hot Water | 25 mm | 74332,74334,74336,74338,74340,74342,154950,155025,155026,155027,155028 | 1sBpwf_5X5n90HmDYYs$qV | Color | 33 | Pipe Types:Hot Water:583610 |  | InstallationDate | 74259 | WarrantyGuarantorLabor |  |  |  | ModelNumber | Features | TagNumber |  | BarCode | Hydronic Supply |  |  |  |  | SerialNumber | WarrantyStartDate | AssetIdentifier |  | 0.548504 | 444 | ReplacementCost |  | Constituents |  | Finish | Grade | Copper | ModelReference | NominalHeight | NominalLength | NominalWidth | ProductionYear | Shape | SustainabilityPerformance | WarrantyDescription | WarrantyDurationLabor | WarrantyDurationParts | Manufacturer | [22 empty] | 0.028712 | [36 empty] | 0.082021 |  | M_Tee - Generic: Standard | Level 2 | 0.000000 | 0.074016 | 0.000000 | 0 | 3.637224 | 0.000000 | 0.000000 | 29.140058 | 0.000000 | 0.548504 | 0.000000 | 0.000000 | 24 | 0.002255 | 0.083333 | 0 | 0 | 0.548504 | 0.000000 | 0.002540 | Soldered | M_Cross - Generic: Standard | A | M_Elbow - Generic: Standard | 1 | M_Transition - Generic: Standard | M_Coupling - Generic: Standard
74482 | Level 2 | ExpectedLife |  | 583745 | New Construction | AccessibilityPerformance | WarrantyGuarantorParts |  | FIXED | Hydronic Supply Unit B | CodePerformance | 154881 |  |  |  | 74351 | 0.000000 | 74481 | Reference | Pipe Types:Mechanical Pipe | 25 mm | 74515,74517,74519,74521,74523,74525,154926,155000,155001,155002,155003 | 1sBpwf_5X5n90HmDYYs$Ba | Color | 33 | Pipe Types:Mechanical Pipe:583745 |  | InstallationDate | 74482 | WarrantyGuarantorLabor |  |  |  | ModelNumber | Features | TagNumber |  | BarCode | Hydronic Supply |  |  |  |  | SerialNumber | WarrantyStartDate | AssetIdentifier |  | 0.575492 | 447 | ReplacementCost |  | Constituents |  | Finish | Grade | Carbon Steel | ModelReference | NominalHeight | NominalLength | NominalWidth | ProductionYear | Shape | SustainabilityPerformance | WarrantyDescription | WarrantyDurationLabor | WarrantyDurationParts | Manufacturer | [22 empty] | 0.057871 | [36 empty] | 0.082021 |  | M_Tee - Generic: Standard | Level 2 | 0.000000 | 0.087417 | 0.000000 | 0 | 3.675492 | 0.000000 | 0.000000 | 1.912001 | 0.000000 | 0.633363 | 0.000000 | 0.000000 | 2 | 0.004545 | 0.109583 | 0 | 0 | 0.575492 |  | 0.045720 | Threaded | M_Cross - Generic: Standard | Schedule 40 | M_Elbow - Generic: Standard | 1 | M_Transition - Generic: Standard | M_Coupling - Generic: Standard
74661 | Level 2 | ExpectedLife |  | 583768 | New Construction | AccessibilityPerformance | WarrantyGuarantorParts |  | FIXED | Hydronic Supply Unit B | CodePerformance | 154881 |  |  |  | 74530 | 0.000000 | 74660 | Reference | Pipe Types:Hot Water | 25 mm | 74694,74696,74698,74700,74702,74704,154950,155025,155026,155027,155028 | 1sBpwf_5X5n90HmDYYs$Bz | Color | 33 | Pipe Types:Hot Water:583768 |  | InstallationDate | 74661 | WarrantyGuarantorLabor |  |  |  | ModelNumber | Features | TagNumber |  | BarCode | Hydronic Supply |  |  |  |  | SerialNumber | WarrantyStartDate | AssetIdentifier |  | 0.527867 | 448 | ReplacementCost |  | Constituents |  | Finish | Grade | Copper | ModelReference | NominalHeight | NominalLength | NominalWidth | ProductionYear | Shape | SustainabilityPerformance | WarrantyDescription | WarrantyDurationLabor | WarrantyDurationParts | Manufacturer | [22 empty] | 0.074860 | [36 empty] | 0.082021 |  | M_Tee - Generic: Standard | Level 2 | 0.000000 | 0.074016 | 0.000000 | 0 | 3.553006 | 0.000000 | 0.000000 | 29.140058 | 0.000000 | 0.453006 | 0.000000 | 0.000000 | 24 | 0.005880 | 0.083333 | 0 | 0 | 0.527867 |  | 0.002540 | Soldered | M_Cross - Generic: Standard | A | M_Elbow - Generic: Standard | 1 | M_Transition - Generic: Standard | M_Coupling - Generic: Standard
74840 | Level 2 | ExpectedLife |  | 584238 | New Construction | AccessibilityPerformance | WarrantyGuarantorParts |  | FIXED | Hydronic Supply Unit B | CodePerformance | 154881 |  |  |  | 74709 | 0.000000 | 74839 | Reference | Pipe Types:Mechanical Pipe | 50 mm | 74873,74875,74877,74879,74881,74883,154926,155000,155001,155002,155003 | 0qyCvw_7DFevbJit6TEzgf | Color | 33 | Pipe Types:Mechanical Pipe:584238 |  | InstallationDate | 74840 | WarrantyGuarantorLabor |  |  |  | ModelNumber | Features | TagNumber |  | BarCode | Hydronic Supply |  |  |  |  | SerialNumber | WarrantyStartDate | AssetIdentifier |  | 0.464500 | 452 | ReplacementCost |  | Constituents |  | Finish | Grade | Carbon Steel | ModelReference | NominalHeight | NominalLength | NominalWidth | ProductionYear | Shape | SustainabilityPerformance | WarrantyDescription | WarrantyDurationLabor | WarrantyDurationParts | Manufacturer | [22 empty] | 0.038894 | [36 empty] | 0.164042 |  | M_Tee - Generic: Standard | Level 2 | 0.000000 | 0.172250 | 0.000000 | 0 | 3.564500 | 0.000000 | 0.000000 | 3.767498 | 0.000000 | 0.503394 | 0.000000 | 0.000000 | 30 | 0.006109 | 0.197917 | 0 | 0 | 0.464500 |  | 0.045720 | Threaded | M_Cross - Generic: Standard | Schedule 40 | M_Elbow - Generic: Standard | 1 | M_Transition - Generic: Standard | M_Coupling - Generic: Standard
84301 | Level 2 | ExpectedLife |  | 593062 | New Construction | AccessibilityPerformance | WarrantyGuarantorParts |  | FIXED | Hydronic Supply Unit B | CodePerformance | 154881 |  |  |  | 84170 | 0.000000 | 84300 | Reference | Pipe Types:Mechanical Pipe | 25 mm | 84334,84336,84338,84340,84342,84344,154926,155000,155001,155002,155003 | 1LtcpI2_z96RTwNHGZGHYZ | Color | 33 | Pipe Types:Mechanical Pipe:593062 |  | InstallationDate | 84301 | WarrantyGuarantorLabor |  |  |  | ModelNumber | Features | TagNumber |  | BarCode | Hydronic Supply |  |  |  |  | SerialNumber | WarrantyStartDate | AssetIdentifier |  | 0.198099 | 467 | ReplacementCost |  | Constituents |  | Finish | Grade | Carbon Steel | ModelReference | NominalHeight | NominalLength | NominalWidth | ProductionYear | Shape | SustainabilityPerformance | WarrantyDescription | WarrantyDurationLabor | WarrantyDurationParts | Manufacturer | [22 empty] | 0.039363 | [36 empty] | 0.082021 |  | M_Tee - Generic: Standard | Level 2 | 0.000000 | 0.087417 | 0.000000 | 0 | 3.258737 | 0.000000 | 0.000000 | 1.912001 | 0.000000 | 0.158737 | 0.000000 | 0.000000 | 28 | 0.003092 | 0.109583 | 0 | 0 | 0.198099 |  | 0.045720 | Threaded | M_Cross - Generic: Standard | Schedule 40 | M_Elbow - Generic: Standard | 1 | M_Transition - Generic: Standard | M_Coupling - Generic: Standard
84625 | Level 2 | ExpectedLife |  | 593349 | New Construction | AccessibilityPerformance | WarrantyGuarantorParts |  | FIXED | Hydronic Supply Unit B | CodePerformance | 154881 |  |  |  | 84494 | 0.000000 | 84624 | Reference | Pipe Types:Mechanical Pipe | 25 mm | 84658,84660,84662,84664,84666,84668,154926,155000,155001,155002,155003 | 1LtcpI2_z96RTwNHGZGHd0 | Color | 33 | Pipe Types:Mechanical Pipe:593349 |  | InstallationDate | 84625 | WarrantyGuarantorLabor |  |  |  | ModelNumber | Features | TagNumber |  | BarCode | Hydronic Supply |  |  |  |  | SerialNumber | WarrantyStartDate | AssetIdentifier |  | 0.516887 | 472 | ReplacementCost |  | Constituents |  | Finish | Grade | Carbon Steel | ModelReference | NominalHeight | NominalLength | NominalWidth | ProductionYear | Shape | SustainabilityPerformance | WarrantyDescription | WarrantyDurationLabor | WarrantyDurationParts | Manufacturer | [22 empty] | 0.004629 | [36 empty] | 0.082021 |  | M_Tee - Generic: Standard | Level 2 | 0.000000 | 0.087417 | 0.000000 | 0 | 3.616887 | 0.000000 | 0.000000 | 1.912001 | 0.000000 | 0.521517 | 0.000000 | 0.000000 | 58 | 0.000364 | 0.109583 | 0 | 0 | 0.516887 |  | 0.045720 | Threaded | M_Cross - Generic: Standard | Schedule 40 | M_Elbow - Generic: Standard | 1 | M_Transition - Generic: Standard | M_Coupling - Generic: Standard
84804 | Level 2 | ExpectedLife |  | 593619 | New Construction | AccessibilityPerformance | WarrantyGuarantorParts |  | FIXED | Hydronic Return Unit A | CodePerformance | 154881 |  |  |  | 84673 | 0.000000 | 84803 | Reference | Pipe Types:Hot Water | 25 mm | 84838,84840,84842,84844,84846,84848,154950,155025,155026,155027,155028 | 2gWwY8cwDExg6tt0HBFuXN | Color | 33 | Pipe Types:Hot Water:593619 |  | InstallationDate | 84804 | WarrantyGuarantorLabor |  |  |  | ModelNumber | Features | TagNumber |  | BarCode | Hydronic Supply |  |  |  |  | SerialNumber | WarrantyStartDate | AssetIdentifier |  | 0.573572 | 475 | ReplacementCost |  | Constituents |  | Finish | Grade | Copper | ModelReference | NominalHeight | NominalLength | NominalWidth | ProductionYear | Shape | SustainabilityPerformance | WarrantyDescription | WarrantyDurationLabor | WarrantyDurationParts | Manufacturer | [22 empty] | 0.045641 | [36 empty] | 0.082021 |  | M_Tee - Generic: Standard | Level 2 | 0.000000 | 0.074016 | 0.000000 | 0 | 3.662292 | 0.000000 | 0.000000 | 29.140058 | 0.000000 | 0.573572 | 0.000000 | 0.000000 | 24 | 0.003585 | 0.083333 | 0 | 0 | 0.573572 | 0.000000 | 0.002540 | Soldered | M_Cross - Generic: Standard | A | M_Elbow - Generic: Standard | 1 | M_Transition - Generic: Standard | M_Coupling - Generic: Standard
84984 | Level 2 | ExpectedLife |  | 593630 | New Construction | AccessibilityPerformance | WarrantyGuarantorParts |  | FIXED | Hydronic Return Unit A | CodePerformance | 154881 |  |  |  | 84853 | 0.000000 | 84983 | Reference | Pipe Types:Hot Water | 25 mm | 85017,85019,85021,85023,85025,85027,154950,155025,155026,155027,155028 | 2gWwY8cwDExg6tt0HBFuXQ | Color | 33 | Pipe Types:Hot Water:593630 |  | InstallationDate | 84984 | WarrantyGuarantorLabor |  |  |  | ModelNumber | Features | TagNumber |  | BarCode | Hydronic Supply |  |  |  |  | SerialNumber | WarrantyStartDate | AssetIdentifier |  | 0.552934 | 476 | ReplacementCost |  | Constituents |  | Finish | Grade | Copper | ModelReference | NominalHeight | NominalLength | NominalWidth | ProductionYear | Shape | SustainabilityPerformance | WarrantyDescription | WarrantyDurationLabor | WarrantyDurationParts | Manufacturer | [22 empty] | 0.034875 | [36 empty] | 0.082021 |  | M_Tee - Generic: Standard | Level 2 | 0.000000 | 0.074016 | 0.000000 | 0 | 3.618059 | 0.000000 | 0.000000 | 29.140058 | 0.000000 | 0.518059 | 0.000000 | 0.000000 | 24 | 0.002739 | 0.083333 | 0 | 0 | 0.552934 |  | 0.002540 | Soldered | M_Cross - Generic: Standard | A | M_Elbow - Generic: Standard | 1 | M_Transition - Generic: Standard | M_Coupling - Generic: Standard
85215 | Level 2 | ExpectedLife |  | 593706 | New Construction | AccessibilityPerformance | WarrantyGuarantorParts |  | FIXED | Hydronic Return Unit A | CodePerformance | 154881 |  |  |  | 85084 | 0.000000 | 85214 | Reference | Pipe Types:Mechanical Pipe | 25 mm | 85248,85250,85252,85254,85256,85258,154926,155000,155001,155002,155003 | 2gWwY8cwDExg6tt0HBFuck | Color | 33 | Pipe Types:Mechanical Pipe:593706 |  | InstallationDate | 85215 | WarrantyGuarantorLabor |  |  |  | ModelNumber | Features | TagNumber |  | BarCode | Hydronic Supply |  |  |  |  | SerialNumber | WarrantyStartDate | AssetIdentifier |  | 0.473819 | 478 | ReplacementCost |  | Constituents |  | Finish | Grade | Carbon Steel | ModelReference | NominalHeight | NominalLength | NominalWidth | ProductionYear | Shape | SustainabilityPerformance | WarrantyDescription | WarrantyDurationLabor | WarrantyDurationParts | Manufacturer | [22 empty] | 0.072765 | [36 empty] | 0.082021 |  | M_Tee - Generic: Standard | Level 2 | 0.000000 | 0.087417 | 0.000000 | 0 | 3.573819 | 0.000000 | 0.000000 | 1.912001 | 0.000000 | 0.546584 | 0.000000 | 0.000000 | 58 | 0.005715 | 0.109583 | 0 | 0 | 0.473819 |  | 0.045720 | Threaded | M_Cross - Generic: Standard | Schedule 40 | M_Elbow - Generic: Standard | 1 | M_Transition - Generic: Standard | M_Coupling - Generic: Standard
85608 | Level 2 | ExpectedLife |  | 600257 | New Construction | AccessibilityPerformance | WarrantyGuarantorParts |  | FIXED | Hydronic Return Unit A | CodePerformance | 154881 |  |  |  | 85447 | 0.000000 | 85607 | Reference | Pipe Types:Mechanical Pipe | 25 mm | 85640,85642,85644,85646,85648,85650,154926,155000,155001,155002,155003 | 2L092XWcn0RxVZVA3XblWh | Color | 33 | Pipe Types:Mechanical Pipe:600257 |  | InstallationDate | 85608 | WarrantyGuarantorLabor |  |  |  | ModelNumber | Features | TagNumber |  | BarCode | Hydronic Supply |  |  |  |  | SerialNumber | WarrantyStartDate | AssetIdentifier |  | -0.351266 | 544 | ReplacementCost |  | Constituents |  | Finish | Grade | Carbon Steel | ModelReference | NominalHeight | NominalLength | NominalWidth | ProductionYear | Shape | SustainabilityPerformance | WarrantyDescription | WarrantyDurationLabor | WarrantyDurationParts | Manufacturer | [22 empty] | 0.042404 | [36 empty] | 0.082021 |  | M_Tee - Generic: Standard | Level 2 | 0.000000 | 0.087417 |  | 1 | 2.735412 | 0.002825 | 2444.279691 | 1.912001 |  | -0.351241 | 0.470724 |  | 4 | 0.003330 | 0.109583 | 0 | 0 | -0.351266 | 0.000000 | 0.045720 | Threaded | M_Cross - Generic: Standard | Schedule 40 | M_Elbow - Generic: Standard | 1 | M_Transition - Generic: Standard | M_Coupling - Generic: Standard
85837 | Level 2 | ExpectedLife |  | 600266 | New Construction | AccessibilityPerformance | WarrantyGuarantorParts |  | FIXED | Hydronic Return Unit A | CodePerformance | 154881 |  |  |  | 85706 | 0.000000 | 85836 | Reference | Pipe Types:Mechanical Pipe | 25 mm | 85871,85873,85875,85877,85879,85881,154926,155000,155001,155002,155003 | 2L092XWcn0RxVZVA3XblWW | Color | 33 | Pipe Types:Mechanical Pipe:600266 |  | InstallationDate | 85837 | WarrantyGuarantorLabor |  |  |  | ModelNumber | Features | TagNumber |  | BarCode | Hydronic Supply |  |  |  |  | SerialNumber | WarrantyStartDate | AssetIdentifier |  | -0.351266 | 545 | ReplacementCost |  | Constituents |  | Finish | Grade | Carbon Steel | ModelReference | NominalHeight | NominalLength | NominalWidth | ProductionYear | Shape | SustainabilityPerformance | WarrantyDescription | WarrantyDurationLabor | WarrantyDurationParts | Manufacturer | [22 empty] | 0.607530 | [36 empty] | 0.082021 |  | M_Tee - Generic: Standard | Level 2 | 0.000000 | 0.087417 | 0.000000 | 0 | 2.735412 | 0.000000 | 0.000000 | 1.912001 | 0.000000 | -0.351266 | 0.000000 | 0.000000 | 41 | 0.047715 | 0.109583 | 0 | 0 | -0.351266 | 0.000000 | 0.045720 | Threaded | M_Cross - Generic: Standard | Schedule 40 | M_Elbow - Generic: Standard | 1 | M_Transition - Generic: Standard | M_Coupling - Generic: Standard
88475 | Level 2 | ExpectedLife |  | 600272 | New Construction | AccessibilityPerformance | WarrantyGuarantorParts |  | FIXED | Hydronic Return Unit A | CodePerformance | 154881 |  |  |  | 88290 | 0.000000 | 88474 | Reference | Pipe Types:Mechanical Pipe | 25 mm | 88507,88509,88511,88513,88515,88517,154926,155000,155001,155002,155003 | 2L092XWcn0RxVZVA3XblWw | Color | 33 | Pipe Types:Mechanical Pipe:600272 |  | InstallationDate | 88475 | WarrantyGuarantorLabor |  |  |  | ModelNumber | Features | TagNumber |  | BarCode | Hydronic Supply |  |  |  |  | SerialNumber | WarrantyStartDate | AssetIdentifier |  | -0.351265 | 546 | ReplacementCost |  | Constituents |  | Finish | Grade | Carbon Steel | ModelReference | NominalHeight | NominalLength | NominalWidth | ProductionYear | Shape | SustainabilityPerformance | WarrantyDescription | WarrantyDurationLabor | WarrantyDurationParts | Manufacturer | [22 empty] | 0.042403 | [36 empty] | 0.082021 |  | M_Tee - Generic: Standard | Level 2 | 0.000000 | 0.087417 |  | 1 | 2.735412 | 0.002825 | 2444.279691 | 1.912001 |  | -0.351242 | 0.470724 |  | 3 | 0.003330 | 0.109583 | 0 | 0 | -0.351265 | 0.000000 | 0.045720 | Threaded | M_Cross - Generic: Standard | Schedule 40 | M_Elbow - Generic: Standard | 1 | M_Transition - Generic: Standard | M_Coupling - Generic: Standard
88704 | Level 2 | ExpectedLife |  | 600279 | New Construction | AccessibilityPerformance | WarrantyGuarantorParts |  | FIXED | Hydronic Return Unit A | CodePerformance | 154881 |  |  |  | 88573 | 0.000000 | 88703 | Reference | Pipe Types:Mechanical Pipe | 25 mm | 88738,88740,88742,88744,88746,88748,154926,155000,155001,155002,155003 | 2L092XWcn0RxVZVA3XblWz | Color | 33 | Pipe Types:Mechanical Pipe:600279 |  | InstallationDate | 88704 | WarrantyGuarantorLabor |  |  |  | ModelNumber | Features | TagNumber |  | BarCode | Hydronic Supply |  |  |  |  | SerialNumber | WarrantyStartDate | AssetIdentifier |  | -0.351266 | 547 | ReplacementCost |  | Constituents |  | Finish | Grade | Carbon Steel | ModelReference | NominalHeight | NominalLength | NominalWidth | ProductionYear | Shape | SustainabilityPerformance | WarrantyDescription | WarrantyDurationLabor | WarrantyDurationParts | Manufacturer | [22 empty] | 1.288987 | [36 empty] | 0.082021 |  | M_Tee - Generic: Standard | Level 2 | 0.000000 | 0.087417 | 0.000000 | 0 | 2.735412 | 0.000000 | 0.000000 | 1.912001 | 0.000000 | -0.351265 | 0.000000 | 0.000000 | 40 | 0.101237 | 0.109583 | 0 | 0 | -0.351266 | 0.000000 | 0.045720 | Threaded | M_Cross - Generic: Standard | Schedule 40 | M_Elbow - Generic: Standard | 1 | M_Transition - Generic: Standard | M_Coupling - Generic: Standard
99992 | Level 2 | ExpectedLife |  | 600783 | New Construction | AccessibilityPerformance | WarrantyGuarantorParts |  | FIXED | Hydronic Supply Unit B | CodePerformance | 154881 |  |  |  | 99861 | 0.000000 | 99991 | Reference | Pipe Types:Mechanical Pipe | 25 mm | 100023,100025,100027,100029,100031,100033,154926,155000,155001,155002,155003 | 2L092XWcn0RxVZVA3Xbleb | Color | 33 | Pipe Types:Mechanical Pipe:600783 |  | InstallationDate | 99992 | WarrantyGuarantorLabor |  |  |  | ModelNumber | Features | TagNumber |  | BarCode | Hydronic Supply |  |  |  |  | SerialNumber | WarrantyStartDate | AssetIdentifier |  | -0.420642 | 556 | ReplacementCost |  | Constituents |  | Finish | Grade | Carbon Steel | ModelReference | NominalHeight | NominalLength | NominalWidth | ProductionYear | Shape | SustainabilityPerformance | WarrantyDescription | WarrantyDurationLabor | WarrantyDurationParts | Manufacturer | [22 empty] | 0.577804 | [36 empty] | 0.082021 |  | M_Tee - Generic: Standard | Level 2 | 0.000000 | 0.087417 |  | 1 | 2.679358 | 0.002825 | 2444.279691 | 1.912001 |  | 0.157162 | 0.470724 |  | 3 | 0.045381 | 0.109583 | 0 | 0 | -0.420642 |  | 0.045720 | Threaded | M_Cross - Generic: Standard | Schedule 40 | M_Elbow - Generic: Standard | 1 | M_Transition - Generic: Standard | M_Coupling - Generic: Standard
100169 | Level 2 | ExpectedLife |  | 600787 | New Construction | AccessibilityPerformance | WarrantyGuarantorParts |  | FIXED | Hydronic Supply Unit B | CodePerformance | 154881 |  |  |  | 100038 | 0.000000 | 100168 | Reference | Pipe Types:Mechanical Pipe | 25 mm | 100203,100205,100207,100209,100211,100213,154926,155000,155001,155002,155003 | 2L092XWcn0RxVZVA3Xblev | Color | 33 | Pipe Types:Mechanical Pipe:600787 |  | InstallationDate | 100169 | WarrantyGuarantorLabor |  |  |  | ModelNumber | Features | TagNumber |  | BarCode | Hydronic Supply |  |  |  |  | SerialNumber | WarrantyStartDate | AssetIdentifier |  | -0.441249 | 558 | ReplacementCost |  | Constituents |  | Finish | Grade | Carbon Steel | ModelReference | NominalHeight | NominalLength | NominalWidth | ProductionYear | Shape | SustainabilityPerformance | WarrantyDescription | WarrantyDurationLabor | WarrantyDurationParts | Manufacturer | [22 empty] | 0.570728 | [36 empty] | 0.082021 |  | M_Tee - Generic: Standard | Level 2 | 0.000000 | 0.087417 | 0.000000 | 0 | 2.645428 | 0.000000 | 0.000000 | 1.912001 | 0.000000 | -0.441249 | 0.000000 | 0.000000 | 47 | 0.044825 | 0.109583 | 0 | 0 | -0.441249 | 0.000000 | 0.045720 | Threaded | M_Cross - Generic: Standard | Schedule 40 | M_Elbow - Generic: Standard | 1 | M_Transition - Generic: Standard | M_Coupling - Generic: Standard
100447 | Level 2 | ExpectedLife |  | 600896 | New Construction | AccessibilityPerformance | WarrantyGuarantorParts |  | FIXED | Hydronic Supply Unit B | CodePerformance | 154881 |  |  |  | 100268 | 0.000000 | 100446 | Reference | Pipe Types:Mechanical Pipe | 25 mm | 100479,100481,100483,100485,100487,100489,154926,155000,155001,155002,155003 | 2L092XWcn0RxVZVA3Xblkg | Color | 33 | Pipe Types:Mechanical Pipe:600896 |  | InstallationDate | 100447 | WarrantyGuarantorLabor |  |  |  | ModelNumber | Features | TagNumber |  | BarCode | Hydronic Supply |  |  |  |  | SerialNumber | WarrantyStartDate | AssetIdentifier |  | -0.441308 | 565 | ReplacementCost |  | Constituents |  | Finish | Grade | Carbon Steel | ModelReference | NominalHeight | NominalLength | NominalWidth | ProductionYear | Shape | SustainabilityPerformance | WarrantyDescription | WarrantyDurationLabor | WarrantyDurationParts | Manufacturer | [22 empty] | 0.042167 | [36 empty] | 0.082021 |  | M_Tee - Generic: Standard | Level 2 | 0.000000 | 0.087417 |  | 1 | 2.645370 | 0.002825 | 2444.279691 | 1.912001 |  | -0.441278 | 0.470724 |  | 4 | 0.003312 | 0.109583 | 0 | 0 | -0.441308 | 0.000000 | 0.045720 | Threaded | M_Cross - Generic: Standard | Schedule 40 | M_Elbow - Generic: Standard | 1 | M_Transition - Generic: Standard | M_Coupling - Generic: Standard
103103 | Level 2 | ExpectedLife |  | 600911 | New Construction | AccessibilityPerformance | WarrantyGuarantorParts |  | FIXED | Hydronic Supply Unit B | CodePerformance | 154881 |  |  |  | 102942 | 0.000000 | 103102 | Reference | Pipe Types:Mechanical Pipe | 25 mm | 103137,103139,103141,103143,103145,103147,154926,155000,155001,155002,155003 | 2L092XWcn0RxVZVA3Xblkb | Color | 33 | Pipe Types:Mechanical Pipe:600911 |  | InstallationDate | 103103 | WarrantyGuarantorLabor |  |  |  | ModelNumber | Features | TagNumber |  | BarCode | Hydronic Supply |  |  |  |  | SerialNumber | WarrantyStartDate | AssetIdentifier |  | -0.441221 | 567 | ReplacementCost |  | Constituents |  | Finish | Grade | Carbon Steel | ModelReference | NominalHeight | NominalLength | NominalWidth | ProductionYear | Shape | SustainabilityPerformance | WarrantyDescription | WarrantyDurationLabor | WarrantyDurationParts | Manufacturer | [22 empty] | 1.366832 | [36 empty] | 0.082021 |  | M_Tee - Generic: Standard | Level 2 | 0.000000 | 0.087417 | 0.000000 | 0 | 2.645428 | 0.000000 | 0.000000 | 1.912001 | 0.000000 | -0.441249 | 0.000000 | 0.000000 | 48 | 0.107351 | 0.109583 | 0 | 0 | -0.441221 | 0.000000 | 0.045720 | Threaded | M_Cross - Generic: Standard | Schedule 40 | M_Elbow - Generic: Standard | 1 | M_Transition - Generic: Standard | M_Coupling - Generic: Standard
103337 | Level 2 | ExpectedLife |  | 600913 | New Construction | AccessibilityPerformance | WarrantyGuarantorParts |  | FIXED | Hydronic Supply Unit B | CodePerformance | 154881 |  |  |  | 103152 | 0.000000 | 103336 | Reference | Pipe Types:Mechanical Pipe | 25 mm | 103369,103371,103373,103375,103377,103379,154926,155000,155001,155002,155003 | 2L092XWcn0RxVZVA3Xblkx | Color | 33 | Pipe Types:Mechanical Pipe:600913 |  | InstallationDate | 103337 | WarrantyGuarantorLabor |  |  |  | ModelNumber | Features | TagNumber |  | BarCode | Hydronic Supply |  |  |  |  | SerialNumber | WarrantyStartDate | AssetIdentifier |  | -0.441279 | 568 | ReplacementCost |  | Constituents |  | Finish | Grade | Carbon Steel | ModelReference | NominalHeight | NominalLength | NominalWidth | ProductionYear | Shape | SustainabilityPerformance | WarrantyDescription | WarrantyDurationLabor | WarrantyDurationParts | Manufacturer | [22 empty] | 0.042167 | [36 empty] | 0.082021 |  | M_Tee - Generic: Standard | Level 2 | 0.000000 | 0.087417 |  | 1 | 2.645399 | 0.002825 | 2444.279691 | 1.912001 |  | -0.441249 | 0.470724 |  | 3 | 0.003312 | 0.109583 | 0 | 0 | -0.441279 | 0.000000 | 0.045720 | Threaded | M_Cross - Generic: Standard | Schedule 40 | M_Elbow - Generic: Standard | 1 | M_Transition - Generic: Standard | M_Coupling - Generic: Standard
103619 | Level 2 | ExpectedLife |  | 600925 | New Construction | AccessibilityPerformance | WarrantyGuarantorParts |  | FIXED | Hydronic Supply Unit B | CodePerformance | 154881 |  |  |  | 103482 | 0.000000 | 103618 | Reference | Pipe Types:Mechanical Pipe | 25 mm | 103653,103655,103657,103659,103661,103663,154926,155000,155001,155002,155003 | 2L092XWcn0RxVZVA3Xblkt | Color | 33 | Pipe Types:Mechanical Pipe:600925 |  | InstallationDate | 103619 | WarrantyGuarantorLabor |  |  |  | ModelNumber | Features | TagNumber |  | BarCode | Hydronic Supply |  |  |  |  | SerialNumber | WarrantyStartDate | AssetIdentifier |  | -0.441222 | 570 | ReplacementCost |  | Constituents |  | Finish | Grade | Carbon Steel | ModelReference | NominalHeight | NominalLength | NominalWidth | ProductionYear | Shape | SustainabilityPerformance | WarrantyDescription | WarrantyDurationLabor | WarrantyDurationParts | Manufacturer | [22 empty] | 0.705900 | [36 empty] | 0.082021 |  | M_Tee - Generic: Standard | Level 2 | 0.000000 | 0.087417 | 0.000000 | 0 | 2.645455 | 0.000000 | 0.000000 | 1.912001 | 0.000000 | -0.441221 | 0.000000 | 0.000000 | 57 | 0.055441 | 0.109583 | 0 | 0 | -0.441222 | 0.000000 | 0.045720 | Threaded | M_Cross - Generic: Standard | Schedule 40 | M_Elbow - Generic: Standard | 1 | M_Transition - Generic: Standard | M_Coupling - Generic: Standard
113150 | Level 2 | ExpectedLife |  | 601286 | New Construction | AccessibilityPerformance | WarrantyGuarantorParts |  | FIXED | Hydronic Supply Unit B | CodePerformance | 154881 |  |  |  | 112989 | 0.000000 | 113149 | Reference | Pipe Types:Mechanical Pipe | 25 mm | 113184,113186,113188,113190,113192,113194,154926,155000,155001,155002,155003 | 2L092XWcn0RxVZVA3Xblmi | Color | 33 | Pipe Types:Mechanical Pipe:601286 |  | InstallationDate | 113150 | WarrantyGuarantorLabor |  |  |  | ModelNumber | Features | TagNumber |  | BarCode | Hydronic Supply |  |  |  |  | SerialNumber | WarrantyStartDate | AssetIdentifier |  | -0.441250 | 576 | ReplacementCost |  | Constituents |  | Finish | Grade | Carbon Steel | ModelReference | NominalHeight | NominalLength | NominalWidth | ProductionYear | Shape | SustainabilityPerformance | WarrantyDescription | WarrantyDurationLabor | WarrantyDurationParts | Manufacturer | [22 empty] | 1.501193 | [36 empty] | 0.082021 |  | M_Tee - Generic: Standard | Level 2 | 0.000000 | 0.087417 | 0.000000 | 0 | 2.645427 | 0.000000 | 0.000000 | 1.912001 | 0.000000 | -0.441246 | 0.000000 | 0.000000 | 41 | 0.117903 | 0.109583 | 0 | 0 | -0.441250 | 0.000000 | 0.045720 | Threaded | M_Cross - Generic: Standard | Schedule 40 | M_Elbow - Generic: Standard | 1 | M_Transition - Generic: Standard | M_Coupling - Generic: Standard
124254 | Level 2 | ExpectedLife |  | 612977 | New Construction | AccessibilityPerformance | WarrantyGuarantorParts |  | FIXED | Hydronic Return Unit A | CodePerformance | 154881 |  |  |  | 124075 | 0.000000 | 124253 | Reference | Pipe Types:Mechanical Pipe | 25 mm | 124288,124290,124292,124294,124296,124298,154926,155000,155001,155002,155003 | 01S9djs61BFfnHKPIUF5Mq | Color | 33 | Pipe Types:Mechanical Pipe:612977 |  | InstallationDate | 124254 | WarrantyGuarantorLabor |  |  |  | ModelNumber | Features | TagNumber |  | BarCode | Hydronic Supply |  |  |  |  | SerialNumber | WarrantyStartDate | AssetIdentifier |  | -0.351255 | 604 | ReplacementCost |  | Constituents |  | Finish | Grade | Carbon Steel | ModelReference | NominalHeight | NominalLength | NominalWidth | ProductionYear | Shape | SustainabilityPerformance | WarrantyDescription | WarrantyDurationLabor | WarrantyDurationParts | Manufacturer | [22 empty] | 0.098725 | [36 empty] | 0.082021 |  | M_Tee - Generic: Standard | Level 2 | 0.000000 | 0.087417 | 0.000000 | 0 | 2.735386 | 0.000000 | 0.000000 | 1.912001 | 0.000000 | -0.351292 | 0.000000 | 0.000000 | 48 | 0.007754 | 0.109583 | 0 | 0 | -0.351255 | 0.000381 | 0.045720 | Threaded | M_Cross - Generic: Standard | Schedule 40 | M_Elbow - Generic: Standard | 1 | M_Transition - Generic: Standard | M_Coupling - Generic: Standard
124537 | Level 2 | ExpectedLife |  | 612986 | New Construction | AccessibilityPerformance | WarrantyGuarantorParts |  | FIXED | Hydronic Return Unit A | CodePerformance | 154881 |  |  |  | 124352 | 0.000000 | 124536 | Reference | Pipe Types:Mechanical Pipe | 25 mm | 124571,124573,124575,124577,124579,124581,154926,155000,155001,155002,155003 | 01S9djs61BFfnHKPIUF5M$ | Color | 33 | Pipe Types:Mechanical Pipe:612986 |  | InstallationDate | 124537 | WarrantyGuarantorLabor |  |  |  | ModelNumber | Features | TagNumber |  | BarCode | Hydronic Supply |  |  |  |  | SerialNumber | WarrantyStartDate | AssetIdentifier |  | -0.351253 | 605 | ReplacementCost |  | Constituents |  | Finish | Grade | Carbon Steel | ModelReference | NominalHeight | NominalLength | NominalWidth | ProductionYear | Shape | SustainabilityPerformance | WarrantyDescription | WarrantyDurationLabor | WarrantyDurationParts | Manufacturer | [22 empty] | 0.929677 | [36 empty] | 0.082021 |  | M_Tee - Generic: Standard | Level 2 | 0.000000 | 0.087417 | 0.000000 | 0 | 2.735379 | 0.000000 | 0.000000 | 1.912001 | 0.000000 | -0.351299 | 0.000000 | 0.000000 | 48 | 0.073017 | 0.109583 | 0 | 0 | -0.351253 | 0.000050 | 0.045720 | Threaded | M_Cross - Generic: Standard | Schedule 40 | M_Elbow - Generic: Standard | 1 | M_Transition - Generic: Standard | M_Coupling - Generic: Standard
128349 | Level 2 | ExpectedLife |  | 631163 | New Construction | AccessibilityPerformance | WarrantyGuarantorParts |  | FIXED | Hydronic Return Unit A | CodePerformance | 154881 |  |  |  | 128218 | 0.000000 | 128348 | Reference | Pipe Types:Mechanical Pipe | 25 mm | 128383,128385,128387,128389,128391,128393,154926,155000,155001,155002,155003 | 0M1MlFbh152gbEV8uyEasB | Color | 33 | Pipe Types:Mechanical Pipe:631163 |  | InstallationDate | 128349 | WarrantyGuarantorLabor |  |  |  | ModelNumber | Features | TagNumber |  | BarCode | Hydronic Supply |  |  |  |  | SerialNumber | WarrantyStartDate | AssetIdentifier |  | -0.351266 | 621 | ReplacementCost |  | Constituents |  | Finish | Grade | Carbon Steel | ModelReference | NominalHeight | NominalLength | NominalWidth | ProductionYear | Shape | SustainabilityPerformance | WarrantyDescription | WarrantyDurationLabor | WarrantyDurationParts | Manufacturer | [22 empty] | 0.122312 | [36 empty] | 0.082021 |  | M_Tee - Generic: Standard | Level 2 | 0.000000 | 0.087417 | 0.000000 | 0 | 2.735412 | 0.000000 | 0.000000 | 1.912001 | 0.000000 | -0.351266 | 0.000000 | 0.000000 | 43 | 0.009606 | 0.109583 | 0 | 0 | -0.351266 | 0.000000 | 0.045720 | Threaded | M_Cross - Generic: Standard | Schedule 40 | M_Elbow - Generic: Standard | 1 | M_Transition - Generic: Standard | M_Coupling - Generic: Standard
129424 | Level 2 | ExpectedLife |  | 631334 | New Construction | AccessibilityPerformance | WarrantyGuarantorParts |  | FIXED | Hydronic Return Unit A | CodePerformance | 154881 |  |  |  | 129293 | 0.000000 | 129423 | Reference | Pipe Types:Mechanical Pipe | 25 mm | 129458,129460,129462,129464,129466,129468,154926,155000,155001,155002,155003 | 0M1MlFbh152gbEV8uyEaxM | Color | 33 | Pipe Types:Mechanical Pipe:631334 |  | InstallationDate | 129424 | WarrantyGuarantorLabor |  |  |  | ModelNumber | Features | TagNumber |  | BarCode | Hydronic Supply |  |  |  |  | SerialNumber | WarrantyStartDate | AssetIdentifier |  | -0.351266 | 627 | ReplacementCost |  | Constituents |  | Finish | Grade | Carbon Steel | ModelReference | NominalHeight | NominalLength | NominalWidth | ProductionYear | Shape | SustainabilityPerformance | WarrantyDescription | WarrantyDurationLabor | WarrantyDurationParts | Manufacturer | [22 empty] | 0.236025 | [36 empty] | 0.082021 |  | M_Tee - Generic: Standard | Level 2 | 0.000000 | 0.087417 | 0.000000 | 0 | 2.735412 | 0.000000 | 0.000000 | 1.912001 | 0.000000 | -0.351266 | 0.000000 | 0.000000 | 44 | 0.018537 | 0.109583 | 0 | 0 | -0.351266 | 0.000000 | 0.045720 | Threaded | M_Cross - Generic: Standard | Schedule 40 | M_Elbow - Generic: Standard | 1 | M_Transition - Generic: Standard | M_Coupling - Generic: Standard
132045 | Level 2 | ExpectedLife |  | 631905 | New Construction | AccessibilityPerformance | WarrantyGuarantorParts |  | FIXED | Hydronic Return Unit A | CodePerformance | 154881 |  |  |  | 131914 | 0.000000 | 132044 | Reference | Pipe Types:Mechanical Pipe | 25 mm | 132071,132073,132075,132077,132079,154926,155000,155001,155002,155003 | 0DnvxkL756Y97TD6P8aume | Color | 33 | Pipe Types:Mechanical Pipe:631905 |  |  | 132045 | WarrantyGuarantorLabor |  |  |  | ModelNumber | Features |  |  |  | Hydronic Supply | [8 empty] | 0.177800 | 629 | ReplacementCost |  | Constituents |  | Finish | Grade | Carbon Steel | ModelReference | NominalHeight | NominalLength | NominalWidth | ProductionYear | Shape | SustainabilityPerformance | WarrantyDescription | WarrantyDurationLabor | WarrantyDurationParts | Manufacturer | [22 empty] | 0.025400 | [36 empty] | 0.082021 |  | M_Tee - Generic: Standard | Level 2 | 0.000000 | 0.087417 |  | 1 | 3.264478 | 0.002825 | 2444.279691 | 1.912001 |  | 0.177800 | 0.470724 |  | 22 | 0.001995 | 0.109583 | 0 | 0 | 0.177800 | 0.000000 | 0.045720 | Threaded | M_Cross - Generic: Standard | Schedule 40 | M_Elbow - Generic: Standard | 1 | M_Transition - Generic: Standard | M_Coupling - Generic: Standard
132684 | Level 2 | ExpectedLife |  | 631967 | New Construction | AccessibilityPerformance | WarrantyGuarantorParts |  | FIXED | Hydronic Return Unit A | CodePerformance | 154881 |  |  |  | 132553 | 0.000000 | 132683 | Reference | Pipe Types:Mechanical Pipe | 25 mm | 132718,132720,132722,132724,132726,132728,154926,155000,155001,155002,155003 | 0DnvxkL756Y97TD6P8aupM | Color | 33 | Pipe Types:Mechanical Pipe:631967 |  | InstallationDate | 132684 | WarrantyGuarantorLabor |  |  |  | ModelNumber | Features | TagNumber |  | BarCode | Hydronic Supply |  |  |  |  | SerialNumber | WarrantyStartDate | AssetIdentifier |  | -0.351266 | 632 | ReplacementCost |  | Constituents |  | Finish | Grade | Carbon Steel | ModelReference | NominalHeight | NominalLength | NominalWidth | ProductionYear | Shape | SustainabilityPerformance | WarrantyDescription | WarrantyDurationLabor | WarrantyDurationParts | Manufacturer | [22 empty] | 1.481250 | [36 empty] | 0.082021 |  | M_Tee - Generic: Standard | Level 2 | 0.000000 | 0.087417 | 0.000000 | 0 | 2.735412 | 0.000000 | 0.000000 | 1.912001 | 0.000000 | -0.351266 | 0.000000 | 0.000000 | 45 | 0.116337 | 0.109583 | 0 | 0 | -0.351266 | 0.000000 | 0.045720 | Threaded | M_Cross - Generic: Standard | Schedule 40 | M_Elbow - Generic: Standard | 1 | M_Transition - Generic: Standard | M_Coupling - Generic: Standard
135432 | Level 2 | ExpectedLife |  | 631990 | New Construction | AccessibilityPerformance | WarrantyGuarantorParts |  | FIXED | Hydronic Return Unit A | CodePerformance | 154881 |  |  |  | 135301 | 0.000000 | 135431 | Reference | Pipe Types:Mechanical Pipe | 25 mm | 135458,135460,135462,135464,135466,154926,155000,155001,155002,155003 | 0DnvxkL756Y97TD6P8aup$ | Color | 33 | Pipe Types:Mechanical Pipe:631990 |  |  | 135432 | WarrantyGuarantorLabor |  |  |  | ModelNumber | Features |  |  |  | Hydronic Supply | [8 empty] | 0.177800 | 634 | ReplacementCost |  | Constituents |  | Finish | Grade | Carbon Steel | ModelReference | NominalHeight | NominalLength | NominalWidth | ProductionYear | Shape | SustainabilityPerformance | WarrantyDescription | WarrantyDurationLabor | WarrantyDurationParts | Manufacturer | [22 empty] | 0.025400 | [36 empty] | 0.082021 |  | M_Tee - Generic: Standard | Level 2 | 0.000000 | 0.087417 |  | 1 | 3.264478 | 0.002825 | 2444.279691 | 1.912001 |  | 0.177800 | 0.470724 |  | 23 | 0.001995 | 0.109583 | 0 | 0 | 0.177800 | 0.000000 | 0.045720 | Threaded | M_Cross - Generic: Standard | Schedule 40 | M_Elbow - Generic: Standard | 1 | M_Transition - Generic: Standard | M_Coupling - Generic: Standard
137728 | Level 2 | ExpectedLife |  | 632425 | New Construction | AccessibilityPerformance | WarrantyGuarantorParts |  | FIXED | Hydronic Supply Unit B | CodePerformance | 154881 |  |  |  | 137597 | 0.000000 | 137727 | Reference | Pipe Types:Mechanical Pipe | 25 mm | 137762,137764,137766,137768,137770,137772,154926,155000,155001,155002,155003 | 0elyyE$1L6oAbZlGwF2_h3 | Color | 33 | Pipe Types:Mechanical Pipe:632425 |  | InstallationDate | 137728 | WarrantyGuarantorLabor |  |  |  | ModelNumber | Features | TagNumber |  | BarCode | Hydronic Supply |  |  |  |  | SerialNumber | WarrantyStartDate | AssetIdentifier |  | -0.441230 | 644 | ReplacementCost |  | Constituents |  | Finish | Grade | Carbon Steel | ModelReference | NominalHeight | NominalLength | NominalWidth | ProductionYear | Shape | SustainabilityPerformance | WarrantyDescription | WarrantyDurationLabor | WarrantyDurationParts | Manufacturer | [22 empty] | 0.660277 | [36 empty] | 0.082021 |  | M_Tee - Generic: Standard | Level 2 | 0.000000 | 0.087417 | 0.000000 | 0 | 2.645447 | 0.000000 | 0.000000 | 1.912001 | 0.000000 | -0.441228 | 0.000000 | 0.000000 | 55 | 0.051858 | 0.109583 | 0 | 0 | -0.441230 | 0.000000 | 0.045720 | Threaded | M_Cross - Generic: Standard | Schedule 40 | M_Elbow - Generic: Standard | 1 | M_Transition - Generic: Standard | M_Coupling - Generic: Standard
138594 | Level 2 | ExpectedLife |  | 632456 | New Construction | AccessibilityPerformance | WarrantyGuarantorParts |  | FIXED | Hydronic Supply Unit B | CodePerformance | 154881 |  |  |  | 138424 | 0.000000 | 138593 | Reference | Pipe Types:Mechanical Pipe | 25 mm | 138628,138630,138632,138634,138636,138638,154926,155000,155001,155002,155003 | 0elyyE$1L6oAbZlGwF2_eY | Color | 33 | Pipe Types:Mechanical Pipe:632456 |  | InstallationDate | 138594 | WarrantyGuarantorLabor |  |  |  | ModelNumber | Features | TagNumber |  | BarCode | Hydronic Supply |  |  |  |  | SerialNumber | WarrantyStartDate | AssetIdentifier |  | -0.441228 | 648 | ReplacementCost |  | Constituents |  | Finish | Grade | Carbon Steel | ModelReference | NominalHeight | NominalLength | NominalWidth | ProductionYear | Shape | SustainabilityPerformance | WarrantyDescription | WarrantyDurationLabor | WarrantyDurationParts | Manufacturer | [22 empty] | 1.227625 | [36 empty] | 0.082021 |  | M_Tee - Generic: Standard | Level 2 | 0.000000 | 0.087417 | 0.000000 | 0 | 2.645450 | 0.000000 | 0.000000 | 1.912001 | 0.000000 | -0.441223 | 0.000000 | 0.000000 | 56 | 0.096417 | 0.109583 | 0 | 0 | -0.441228 | 0.000000 | 0.045720 | Threaded | M_Cross - Generic: Standard | Schedule 40 | M_Elbow - Generic: Standard | 1 | M_Transition - Generic: Standard | M_Coupling - Generic: Standard
139332 | Level 2 | ExpectedLife |  | 632679 | New Construction | AccessibilityPerformance | WarrantyGuarantorParts |  | FIXED | Hydronic Supply Unit B | CodePerformance | 154881 |  |  |  | 139201 | 0.000000 | 139331 | Reference | Pipe Types:Mechanical Pipe | 25 mm | 139366,139368,139370,139372,139374,139376,154926,155000,155001,155002,155003 | 3QiLL8Zx9EqAsJuxrKS3jd | Color | 33 | Pipe Types:Mechanical Pipe:632679 |  | InstallationDate | 139332 | WarrantyGuarantorLabor |  |  |  | ModelNumber | Features | TagNumber |  | BarCode | Hydronic Supply |  |  |  |  | SerialNumber | WarrantyStartDate | AssetIdentifier |  | -0.441255 | 652 | ReplacementCost |  | Constituents |  | Finish | Grade | Carbon Steel | ModelReference | NominalHeight | NominalLength | NominalWidth | ProductionYear | Shape | SustainabilityPerformance | WarrantyDescription | WarrantyDurationLabor | WarrantyDurationParts | Manufacturer | [22 empty] | 0.160411 | [36 empty] | 0.082021 |  | M_Tee - Generic: Standard | Level 2 | 0.000000 | 0.087417 | 0.000000 | 0 | 2.645422 | 0.000000 | 0.000000 | 1.912001 | 0.000000 | -0.441255 | 0.000000 | 0.000000 | 45 | 0.012599 | 0.109583 | 0 | 0 | -0.441255 | 0.000000 | 0.045720 | Threaded | M_Cross - Generic: Standard | Schedule 40 | M_Elbow - Generic: Standard | 1 | M_Transition - Generic: Standard | M_Coupling - Generic: Standard
139518 | Level 2 | ExpectedLife |  | 632681 | New Construction | AccessibilityPerformance | WarrantyGuarantorParts |  | FIXED | Hydronic Supply Unit B | CodePerformance | 154881 |  |  |  | 139381 | 0.000000 | 139517 | Reference | Pipe Types:Mechanical Pipe | 25 mm | 139544,139546,139548,139550,139552,154926,155000,155001,155002,155003 | 3QiLL8Zx9EqAsJuxrKS3jf | Color | 33 | Pipe Types:Mechanical Pipe:632681 |  |  | 139518 | WarrantyGuarantorLabor |  |  |  | ModelNumber | Features |  |  |  | Hydronic Supply | [8 empty] | -0.441255 | 653 | ReplacementCost |  | Constituents |  | Finish | Grade | Carbon Steel | ModelReference | NominalHeight | NominalLength | NominalWidth | ProductionYear | Shape | SustainabilityPerformance | WarrantyDescription | WarrantyDurationLabor | WarrantyDurationParts | Manufacturer | [22 empty] | 2.681821 | [36 empty] | 0.082021 |  | M_Tee - Generic: Standard | Level 2 | 0.000000 | 0.087417 |  | 1 | 2.645378 | 0.002825 | 2444.279691 | 1.912001 |  | -0.441300 | 0.470724 |  | 20 | 0.210630 | 0.109583 | 0 | 0 | -0.441255 | 0.000017 | 0.045720 | Threaded | M_Cross - Generic: Standard | Schedule 40 | M_Elbow - Generic: Standard | 1 | M_Transition - Generic: Standard | M_Coupling - Generic: Standard
139688 | Level 2 | ExpectedLife |  | 632738 | New Construction | AccessibilityPerformance | WarrantyGuarantorParts |  | FIXED | Hydronic Supply Unit B | CodePerformance | 154881 |  |  |  | 139557 | 0.000000 | 139687 | Reference | Pipe Types:Mechanical Pipe | 25 mm | 139714,139716,139718,139720,139722,154926,155000,155001,155002,155003 | 3QiLL8Zx9EqAsJuxrKS3kY | Color | 33 | Pipe Types:Mechanical Pipe:632738 |  |  | 139688 | WarrantyGuarantorLabor |  |  |  | ModelNumber | Features |  |  |  | Hydronic Supply | [8 empty] | -0.441300 | 654 | ReplacementCost |  | Constituents |  | Finish | Grade | Carbon Steel | ModelReference | NominalHeight | NominalLength | NominalWidth | ProductionYear | Shape | SustainabilityPerformance | WarrantyDescription | WarrantyDurationLabor | WarrantyDurationParts | Manufacturer | [22 empty] | 0.222657 | [36 empty] | 0.082021 |  | M_Tee - Generic: Standard | Level 2 | 0.000000 | 0.087417 |  | 1 | 2.645378 | 0.002825 | 2444.279691 | 1.912001 |  | -0.441300 | 0.470724 |  | 20 | 0.017487 | 0.109583 | 0 | 0 | -0.441300 | 0.000000 | 0.045720 | Threaded | M_Cross - Generic: Standard | Schedule 40 | M_Elbow - Generic: Standard | 1 | M_Transition - Generic: Standard | M_Coupling - Generic: Standard
139858 | Level 2 | ExpectedLife |  | 632744 | New Construction | AccessibilityPerformance | WarrantyGuarantorParts |  | FIXED | Hydronic Supply Unit B | CodePerformance | 154881 |  |  |  | 139727 | 0.000000 | 139857 | Reference | Pipe Types:Mechanical Pipe | 25 mm | 139883,139885,139887,139889,139891,154926,155000,155001,155002,155003 | 3QiLL8Zx9EqAsJuxrKS3ke | Color | 33 | Pipe Types:Mechanical Pipe:632744 |  |  | 139858 | WarrantyGuarantorLabor |  |  |  | ModelNumber | Features |  |  |  | Hydronic Supply | [8 empty] | -2.901563 | 655 | ReplacementCost |  | Constituents |  | Finish | Grade | Carbon Steel | ModelReference | NominalHeight | NominalLength | NominalWidth | ProductionYear | Shape | SustainabilityPerformance | WarrantyDescription | WarrantyDurationLabor | WarrantyDurationParts | Manufacturer | [22 empty] | 2.439625 | [36 empty] | 0.082021 |  | M_Tee - Generic: Standard | Level 2 | 0.000000 | 0.087417 |  | 1 | 0.198437 | 0.002825 | 2444.279691 | 1.912001 |  | -0.461937 | 0.470724 |  | 20 | 0.191608 | 0.109583 | 0 | 0 | -2.901563 |  | 0.045720 | Threaded | M_Cross - Generic: Standard | Schedule 40 | M_Elbow - Generic: Standard | 1 | M_Transition - Generic: Standard | M_Coupling - Generic: Standard
140540 | Level 2 | ExpectedLife |  | 632808 | New Construction | AccessibilityPerformance | WarrantyGuarantorParts |  | FIXED | Hydronic Supply Unit B | CodePerformance | 154881 |  |  |  | 140409 | 0.000000 | 140539 | Reference | Pipe Types:Mechanical Pipe | 25 mm | 140566,140568,140570,140572,140574,154926,155000,155001,155002,155003 | 3QiLL8Zx9EqAsJuxrKS3le | Color | 33 | Pipe Types:Mechanical Pipe:632808 |  |  | 140540 | WarrantyGuarantorLabor |  |  |  | ModelNumber | Features |  |  |  | Hydronic Supply | [8 empty] | -0.441255 | 658 | ReplacementCost |  | Constituents |  | Finish | Grade | Carbon Steel | ModelReference | NominalHeight | NominalLength | NominalWidth | ProductionYear | Shape | SustainabilityPerformance | WarrantyDescription | WarrantyDurationLabor | WarrantyDurationParts | Manufacturer | [22 empty] | 0.965222 | [36 empty] | 0.082021 |  | M_Tee - Generic: Standard | Level 2 | 0.000000 | 0.087417 |  | 1 | 2.645378 | 0.002825 | 2444.279691 | 1.912001 |  | -0.441300 | 0.470724 |  | 21 | 0.075808 | 0.109583 | 0 | 0 | -0.441255 | 0.000046 | 0.045720 | Threaded | M_Cross - Generic: Standard | Schedule 40 | M_Elbow - Generic: Standard | 1 | M_Transition - Generic: Standard | M_Coupling - Generic: Standard
140710 | Level 2 | ExpectedLife |  | 632815 | New Construction | AccessibilityPerformance | WarrantyGuarantorParts |  | FIXED | Hydronic Supply Unit B | CodePerformance | 154881 |  |  |  | 140579 | 0.000000 | 140709 | Reference | Pipe Types:Mechanical Pipe | 25 mm | 140735,140737,140739,140741,140743,154926,155000,155001,155002,155003 | 3QiLL8Zx9EqAsJuxrKS3ll | Color | 33 | Pipe Types:Mechanical Pipe:632815 |  |  | 140710 | WarrantyGuarantorLabor |  |  |  | ModelNumber | Features |  |  |  | Hydronic Supply | [8 empty] | -2.901563 | 659 | ReplacementCost |  | Constituents |  | Finish | Grade | Carbon Steel | ModelReference | NominalHeight | NominalLength | NominalWidth | ProductionYear | Shape | SustainabilityPerformance | WarrantyDescription | WarrantyDurationLabor | WarrantyDurationParts | Manufacturer | [22 empty] | 2.439625 | [36 empty] | 0.082021 |  | M_Tee - Generic: Standard | Level 2 | 0.000000 | 0.087417 |  | 1 | 0.198437 | 0.002825 | 2444.279691 | 1.912001 |  | -0.461937 | 0.470724 |  | 21 | 0.191608 | 0.109583 | 0 | 0 | -2.901563 |  | 0.045720 | Threaded | M_Cross - Generic: Standard | Schedule 40 | M_Elbow - Generic: Standard | 1 | M_Transition - Generic: Standard | M_Coupling - Generic: Standard
140964 | Level 2 | ExpectedLife |  | 632820 | New Construction | AccessibilityPerformance | WarrantyGuarantorParts |  | FIXED | Hydronic Supply Unit B | CodePerformance | 154881 |  |  |  | 140833 | 0.000000 | 140963 | Reference | Pipe Types:Mechanical Pipe | 25 mm | 140998,141000,141002,141004,141006,141008,154926,155000,155001,155002,155003 | 3QiLL8Zx9EqAsJuxrKS3lq | Color | 33 | Pipe Types:Mechanical Pipe:632820 |  | InstallationDate | 140964 | WarrantyGuarantorLabor |  |  |  | ModelNumber | Features | TagNumber |  | BarCode | Hydronic Supply |  |  |  |  | SerialNumber | WarrantyStartDate | AssetIdentifier |  | -0.441255 | 660 | ReplacementCost |  | Constituents |  | Finish | Grade | Carbon Steel | ModelReference | NominalHeight | NominalLength | NominalWidth | ProductionYear | Shape | SustainabilityPerformance | WarrantyDescription | WarrantyDurationLabor | WarrantyDurationParts | Manufacturer | [22 empty] | 0.199957 | [36 empty] | 0.082021 |  | M_Tee - Generic: Standard | Level 2 | 0.000000 | 0.087417 | 0.000000 | 0 | 2.645422 | 0.000000 | 0.000000 | 1.912001 | 0.000000 | -0.441255 | 0.000000 | 0.000000 | 44 | 0.015705 | 0.109583 | 0 | 0 | -0.441255 | 0.000000 | 0.045720 | Threaded | M_Cross - Generic: Standard | Schedule 40 | M_Elbow - Generic: Standard | 1 | M_Transition - Generic: Standard | M_Coupling - Generic: Standard
143609 | Level 2 | ExpectedLife |  | 633327 | New Construction | AccessibilityPerformance | WarrantyGuarantorParts |  | FIXED | Hydronic Supply Unit B | CodePerformance | 154881 |  |  |  | 143454 | 0.000000 | 143608 | Reference | Pipe Types:Mechanical Pipe | 25 mm | 143635,143637,143639,143641,143643,154926,155000,155001,155002,155003 | 1hCXRdhUr7OhfQKfqcarPH | Color | 33 | Pipe Types:Mechanical Pipe:633327 |  |  | 143609 | WarrantyGuarantorLabor |  |  |  | ModelNumber | Features |  |  |  | Hydronic Supply | [8 empty] | -0.441230 | 661 | ReplacementCost |  | Constituents |  | Finish | Grade | Carbon Steel | ModelReference | NominalHeight | NominalLength | NominalWidth | ProductionYear | Shape | SustainabilityPerformance | WarrantyDescription | WarrantyDurationLabor | WarrantyDurationParts | Manufacturer | [22 empty] | 3.645593 | [36 empty] | 0.082021 |  | M_Tee - Generic: Standard | Level 2 | 0.000000 | 0.087417 |  | 1 | 2.645378 | 0.002825 | 2444.279691 | 1.912001 |  | -0.441300 | 0.470724 |  | 23 | 0.286324 | 0.109583 | 0 | 0 | -0.441230 | 0.000019 | 0.045720 | Threaded | M_Cross - Generic: Standard | Schedule 40 | M_Elbow - Generic: Standard | 1 | M_Transition - Generic: Standard | M_Coupling - Generic: Standard
143872 | Level 2 | ExpectedLife |  | 633332 | New Construction | AccessibilityPerformance | WarrantyGuarantorParts |  | FIXED | Hydronic Supply Unit B | CodePerformance | 154881 |  |  |  | 143693 | 0.000000 | 143871 | Reference | Pipe Types:Mechanical Pipe | 25 mm | 143906,143908,143910,143912,143914,143916,154926,155000,155001,155002,155003 | 1hCXRdhUr7OhfQKfqcarPA | Color | 33 | Pipe Types:Mechanical Pipe:633332 |  | InstallationDate | 143872 | WarrantyGuarantorLabor |  |  |  | ModelNumber | Features | TagNumber |  | BarCode | Hydronic Supply |  |  |  |  | SerialNumber | WarrantyStartDate | AssetIdentifier |  | -0.441249 | 662 | ReplacementCost |  | Constituents |  | Finish | Grade | Carbon Steel | ModelReference | NominalHeight | NominalLength | NominalWidth | ProductionYear | Shape | SustainabilityPerformance | WarrantyDescription | WarrantyDurationLabor | WarrantyDurationParts | Manufacturer | [22 empty] | 4.687074 | [36 empty] | 0.082021 |  | M_Tee - Generic: Standard | Level 2 | 0.000000 | 0.087417 | 0.000000 | 0 | 2.645428 | 0.000000 | 0.000000 | 1.912001 | 0.000000 | -0.441231 | 0.000000 | 0.000000 | 54 | 0.368122 | 0.109583 | 0 | 0 | -0.441249 | 0.000000 | 0.045720 | Threaded | M_Cross - Generic: Standard | Schedule 40 | M_Elbow - Generic: Standard | 1 | M_Transition - Generic: Standard | M_Coupling - Generic: Standard
144052 | Level 2 | ExpectedLife |  | 633334 | New Construction | AccessibilityPerformance | WarrantyGuarantorParts |  | FIXED | Hydronic Supply Unit B | CodePerformance | 154881 |  |  |  | 143921 | 0.000000 | 144051 | Reference | Pipe Types:Mechanical Pipe | 25 mm | 144078,144080,144082,144084,144086,154926,155000,155001,155002,155003 | 1hCXRdhUr7OhfQKfqcarP8 | Color | 33 | Pipe Types:Mechanical Pipe:633334 |  |  | 144052 | WarrantyGuarantorLabor |  |  |  | ModelNumber | Features |  |  |  | Hydronic Supply | [8 empty] | -0.441300 | 663 | ReplacementCost |  | Constituents |  | Finish | Grade | Carbon Steel | ModelReference | NominalHeight | NominalLength | NominalWidth | ProductionYear | Shape | SustainabilityPerformance | WarrantyDescription | WarrantyDurationLabor | WarrantyDurationParts | Manufacturer | [22 empty] | 0.148223 | [36 empty] | 0.082021 |  | M_Tee - Generic: Standard | Level 2 | 0.000000 | 0.087417 |  | 1 | 2.645378 | 0.002825 | 2444.279691 | 1.912001 |  | -0.441300 | 0.470724 |  | 23 | 0.011641 | 0.109583 | 0 | 0 | -0.441300 | 0.000000 | 0.045720 | Threaded | M_Cross - Generic: Standard | Schedule 40 | M_Elbow - Generic: Standard | 1 | M_Transition - Generic: Standard | M_Coupling - Generic: Standard
144222 | Level 2 | ExpectedLife |  | 633344 | New Construction | AccessibilityPerformance | WarrantyGuarantorParts |  | FIXED | Hydronic Supply Unit B | CodePerformance | 154881 |  |  |  | 144091 | 0.000000 | 144221 | Reference | Pipe Types:Mechanical Pipe | 25 mm | 144248,144250,144252,144254,144256,154926,155000,155001,155002,155003 | 1hCXRdhUr7OhfQKfqcarM_ | Color | 33 | Pipe Types:Mechanical Pipe:633344 |  |  | 144222 | WarrantyGuarantorLabor |  |  |  | ModelNumber | Features |  |  |  | Hydronic Supply | [8 empty] | 0.177800 | 664 | ReplacementCost |  | Constituents |  | Finish | Grade | Carbon Steel | ModelReference | NominalHeight | NominalLength | NominalWidth | ProductionYear | Shape | SustainabilityPerformance | WarrantyDescription | WarrantyDurationLabor | WarrantyDurationParts | Manufacturer | [22 empty] | 0.025400 | [36 empty] | 0.082021 |  | M_Tee - Generic: Standard | Level 2 | 0.000000 | 0.087417 |  | 1 | 3.264478 | 0.002825 | 2444.279691 | 1.912001 |  | 0.177800 | 0.470724 |  | 23 | 0.001995 | 0.109583 | 0 | 0 | 0.177800 | 0.000000 | 0.045720 | Threaded | M_Cross - Generic: Standard | Schedule 40 | M_Elbow - Generic: Standard | 1 | M_Transition - Generic: Standard | M_Coupling - Generic: Standard
144392 | Level 2 | ExpectedLife |  | 633345 | New Construction | AccessibilityPerformance | WarrantyGuarantorParts |  | FIXED | Hydronic Supply Unit B | CodePerformance | 154881 |  |  |  | 144261 | 0.000000 | 144391 | Reference | Pipe Types:Mechanical Pipe | 25 mm | 144417,144419,144421,144423,144425,154926,155000,155001,155002,155003 | 1hCXRdhUr7OhfQKfqcarM$ | Color | 33 | Pipe Types:Mechanical Pipe:633345 |  |  | 144392 | WarrantyGuarantorLabor |  |  |  | ModelNumber | Features |  |  |  | Hydronic Supply | [8 empty] | 0.157162 | 665 | ReplacementCost |  | Constituents |  | Finish | Grade | Carbon Steel | ModelReference | NominalHeight | NominalLength | NominalWidth | ProductionYear | Shape | SustainabilityPerformance | WarrantyDescription | WarrantyDurationLabor | WarrantyDurationParts | Manufacturer | [22 empty] | 0.577825 | [36 empty] | 0.082021 |  | M_Tee - Generic: Standard | Level 2 | 0.000000 | 0.087417 |  | 1 | 2.679338 | 0.002825 | 2444.279691 | 1.912001 |  | -0.420663 | 0.470724 |  | 23 | 0.045382 | 0.109583 | 0 | 0 | 0.157162 |  | 0.045720 | Threaded | M_Cross - Generic: Standard | Schedule 40 | M_Elbow - Generic: Standard | 1 | M_Transition - Generic: Standard | M_Coupling - Generic: Standard
144732 | Level 2 | ExpectedLife |  | 633360 | New Construction | AccessibilityPerformance | WarrantyGuarantorParts |  | FIXED | Hydronic Supply Unit B | CodePerformance | 154881 |  |  |  | 144559 | 0.000000 | 144731 | Reference | Pipe Types:Mechanical Pipe | 25 mm | 144758,144760,144762,144764,144766,154926,155000,155001,155002,155003 | 1hCXRdhUr7OhfQKfqcarMk | Color | 33 | Pipe Types:Mechanical Pipe:633360 |  |  | 144732 | WarrantyGuarantorLabor |  |  |  | ModelNumber | Features |  |  |  | Hydronic Supply | [8 empty] | -0.441299 | 668 | ReplacementCost |  | Constituents |  | Finish | Grade | Carbon Steel | ModelReference | NominalHeight | NominalLength | NominalWidth | ProductionYear | Shape | SustainabilityPerformance | WarrantyDescription | WarrantyDurationLabor | WarrantyDurationParts | Manufacturer | [22 empty] | 3.214088 | [36 empty] | 0.082021 |  | M_Tee - Generic: Standard | Level 2 | 0.000000 | 0.087417 |  | 1 | 2.645379 | 0.002825 | 2444.279691 | 1.912001 |  | -0.441256 | 0.470724 |  | 22 | 0.252434 | 0.109583 | 0 | 0 | -0.441299 | 0.000014 | 0.045720 | Threaded | M_Cross - Generic: Standard | Schedule 40 | M_Elbow - Generic: Standard | 1 | M_Transition - Generic: Standard | M_Coupling - Generic: Standard
144902 | Level 2 | ExpectedLife |  | 633371 | New Construction | AccessibilityPerformance | WarrantyGuarantorParts |  | FIXED | Hydronic Supply Unit B | CodePerformance | 154881 |  |  |  | 144771 | 0.000000 | 144901 | Reference | Pipe Types:Mechanical Pipe | 25 mm | 144928,144930,144932,144934,144936,154926,155000,155001,155002,155003 | 1hCXRdhUr7OhfQKfqcarMb | Color | 33 | Pipe Types:Mechanical Pipe:633371 |  |  | 144902 | WarrantyGuarantorLabor |  |  |  | ModelNumber | Features |  |  |  | Hydronic Supply | [8 empty] | 0.177800 | 669 | ReplacementCost |  | Constituents |  | Finish | Grade | Carbon Steel | ModelReference | NominalHeight | NominalLength | NominalWidth | ProductionYear | Shape | SustainabilityPerformance | WarrantyDescription | WarrantyDurationLabor | WarrantyDurationParts | Manufacturer | [22 empty] | 0.025400 | [36 empty] | 0.082021 |  | M_Tee - Generic: Standard | Level 2 | 0.000000 | 0.087417 |  | 1 | 3.264478 | 0.002825 | 2444.279691 | 1.912001 |  | 0.177800 | 0.470724 |  | 22 | 0.001995 | 0.109583 | 0 | 0 | 0.177800 | 0.000000 | 0.045720 | Threaded | M_Cross - Generic: Standard | Schedule 40 | M_Elbow - Generic: Standard | 1 | M_Transition - Generic: Standard | M_Coupling - Generic: Standard
145072 | Level 2 | ExpectedLife |  | 633372 | New Construction | AccessibilityPerformance | WarrantyGuarantorParts |  | FIXED | Hydronic Supply Unit B | CodePerformance | 154881 |  |  |  | 144941 | 0.000000 | 145071 | Reference | Pipe Types:Mechanical Pipe | 25 mm | 145097,145099,145101,145103,145105,154926,155000,155001,155002,155003 | 1hCXRdhUr7OhfQKfqcarMY | Color | 33 | Pipe Types:Mechanical Pipe:633372 |  |  | 145072 | WarrantyGuarantorLabor |  |  |  | ModelNumber | Features |  |  |  | Hydronic Supply | [8 empty] | 0.157162 | 670 | ReplacementCost |  | Constituents |  | Finish | Grade | Carbon Steel | ModelReference | NominalHeight | NominalLength | NominalWidth | ProductionYear | Shape | SustainabilityPerformance | WarrantyDescription | WarrantyDurationLabor | WarrantyDurationParts | Manufacturer | [22 empty] | 0.577824 | [36 empty] | 0.082021 |  | M_Tee - Generic: Standard | Level 2 | 0.000000 | 0.087417 |  | 1 | 2.679338 | 0.002825 | 2444.279691 | 1.912001 |  | -0.420662 | 0.470724 |  | 22 | 0.045382 | 0.109583 | 0 | 0 | 0.157162 |  | 0.045720 | Threaded | M_Cross - Generic: Standard | Schedule 40 | M_Elbow - Generic: Standard | 1 | M_Transition - Generic: Standard | M_Coupling - Generic: Standard
147721 | Level 2 | ExpectedLife |  | 633379 | New Construction | AccessibilityPerformance | WarrantyGuarantorParts |  | FIXED | Hydronic Supply Unit B | CodePerformance | 154881 |  |  |  | 147590 | 0.000000 | 147720 | Reference | Pipe Types:Mechanical Pipe | 25 mm | 147755,147757,147759,147761,147763,147765,154926,155000,155001,155002,155003 | 1hCXRdhUr7OhfQKfqcarMT | Color | 33 | Pipe Types:Mechanical Pipe:633379 |  | InstallationDate | 147721 | WarrantyGuarantorLabor |  |  |  | ModelNumber | Features | TagNumber |  | BarCode | Hydronic Supply |  |  |  |  | SerialNumber | WarrantyStartDate | AssetIdentifier |  | -0.441255 | 671 | ReplacementCost |  | Constituents |  | Finish | Grade | Carbon Steel | ModelReference | NominalHeight | NominalLength | NominalWidth | ProductionYear | Shape | SustainabilityPerformance | WarrantyDescription | WarrantyDurationLabor | WarrantyDurationParts | Manufacturer | [22 empty] | 1.476250 | [36 empty] | 0.082021 |  | M_Tee - Generic: Standard | Level 2 | 0.000000 | 0.087417 | 0.000000 | 0 | 2.645422 | 0.000000 | 0.000000 | 1.912001 | 0.000000 | -0.441255 | 0.000000 | 0.000000 | 43 | 0.115944 | 0.109583 | 0 | 0 | -0.441255 | 0.000000 | 0.045720 | Threaded | M_Cross - Generic: Standard | Schedule 40 | M_Elbow - Generic: Standard | 1 | M_Transition - Generic: Standard | M_Coupling - Generic: Standard
147901 | Level 2 | ExpectedLife |  | 648917 | New Construction | AccessibilityPerformance | WarrantyGuarantorParts |  | FIXED | Hydronic Return Unit A | CodePerformance | 154881 |  |  |  | 147770 | 0.000000 | 147900 | Reference | Pipe Types:Mechanical Pipe | 25 mm | 147929,147931,147933,147935,147937,154926,155000,155001,155002,155003 | 2KxiGbE0vE4gead5jUKrAM | Color | 33 | Pipe Types:Mechanical Pipe:648917 |  |  | 147901 | WarrantyGuarantorLabor |  |  |  | ModelNumber | Features |  |  |  | Hydronic Supply | [8 empty] | -0.351265 | 674 | ReplacementCost |  | Constituents |  | Finish | Grade | Carbon Steel | ModelReference | NominalHeight | NominalLength | NominalWidth | ProductionYear | Shape | SustainabilityPerformance | WarrantyDescription | WarrantyDurationLabor | WarrantyDurationParts | Manufacturer | [22 empty] | 0.641377 | [36 empty] | 0.082021 |  | M_Tee - Generic: Standard | Level 2 | 0.000000 | 0.087417 | 0.000000 | 0 | 2.735412 | 0.000000 | 0.000000 | 1.912001 | 0.000000 | -0.351265 | 0.000000 | 0.000000 | 37 | 0.050374 | 0.109583 | 0 | 0 | -0.351265 | 0.000000 | 0.045720 | Threaded | M_Cross - Generic: Standard | Schedule 40 | M_Elbow - Generic: Standard | 1 | M_Transition - Generic: Standard | M_Coupling - Generic: Standard
148631 | Level 2 | ExpectedLife |  | 649435 | New Construction | AccessibilityPerformance | WarrantyGuarantorParts |  | FIXED | Hydronic Return Unit A | CodePerformance | 154881 |  |  |  | 148500 | 0.000000 | 148630 | Reference | Pipe Types:Mechanical Pipe | 25 mm | 148659,148661,148663,148665,148667,154926,155000,155001,155002,155003 | 2KxiGbE0vE4gead5jUKroO | Color | 33 | Pipe Types:Mechanical Pipe:649435 |  |  | 148631 | WarrantyGuarantorLabor |  |  |  | ModelNumber | Features |  |  |  | Hydronic Supply | [8 empty] | -0.351265 | 681 | ReplacementCost |  | Constituents |  | Finish | Grade | Carbon Steel | ModelReference | NominalHeight | NominalLength | NominalWidth | ProductionYear | Shape | SustainabilityPerformance | WarrantyDescription | WarrantyDurationLabor | WarrantyDurationParts | Manufacturer | [22 empty] | 0.909790 | [36 empty] | 0.082021 |  | M_Tee - Generic: Standard | Level 2 | 0.000000 | 0.087417 | 0.000000 | 0 | 2.735412 | 0.000000 | 0.000000 | 1.912001 | 0.000000 | -0.351265 | 0.000000 | 0.000000 | 39 | 0.071455 | 0.109583 | 0 | 0 | -0.351265 | 0.000000 | 0.045720 | Threaded | M_Cross - Generic: Standard | Schedule 40 | M_Elbow - Generic: Standard | 1 | M_Transition - Generic: Standard | M_Coupling - Generic: Standard
149448 | Level 2 | ExpectedLife |  | 649465 | New Construction | AccessibilityPerformance | WarrantyGuarantorParts |  | FIXED | Hydronic Return Unit A | CodePerformance | 154881 |  |  |  | 149317 | 0.000000 | 149447 | Reference | Pipe Types:Mechanical Pipe | 25 mm | 149476,149478,149480,149482,149484,154926,155000,155001,155002,155003 | 2KxiGbE0vE4gead5jUKrow | Color | 33 | Pipe Types:Mechanical Pipe:649465 |  |  | 149448 | WarrantyGuarantorLabor |  |  |  | ModelNumber | Features |  |  |  | Hydronic Supply | [8 empty] | -0.351265 | 685 | ReplacementCost |  | Constituents |  | Finish | Grade | Carbon Steel | ModelReference | NominalHeight | NominalLength | NominalWidth | ProductionYear | Shape | SustainabilityPerformance | WarrantyDescription | WarrantyDurationLabor | WarrantyDurationParts | Manufacturer | [22 empty] | 1.139700 | [36 empty] | 0.082021 |  | M_Tee - Generic: Standard | Level 2 | 0.000000 | 0.087417 | 0.000000 | 0 | 2.735412 | 0.000000 | 0.000000 | 1.912001 | 0.000000 | -0.351265 | 0.000000 | 0.000000 | 38 | 0.089512 | 0.109583 | 0 | 0 | -0.351265 | 0.000000 | 0.045720 | Threaded | M_Cross - Generic: Standard | Schedule 40 | M_Elbow - Generic: Standard | 1 | M_Transition - Generic: Standard | M_Coupling - Generic: Standard
149753 | Level 2 | ExpectedLife |  | 660059 | New Construction | AccessibilityPerformance | WarrantyGuarantorParts |  | FIXED | Hydronic Supply Unit B | CodePerformance | 154881 |  |  |  | 149622 | 0.000000 | 149752 | Reference | Pipe Types:Mechanical Pipe | 25 mm | 149780,149782,149784,149786,149788,154926,155000,155001,155002,155003 | 3tzPr6vVf9k9qwOYCdoUft | Color | 33 | Pipe Types:Mechanical Pipe:660059 |  |  | 149753 | WarrantyGuarantorLabor |  |  |  | ModelNumber | Features |  |  |  | Hydronic Supply | [8 empty] | 0.252074 | 688 | ReplacementCost |  | Constituents |  | Finish | Grade | Carbon Steel | ModelReference | NominalHeight | NominalLength | NominalWidth | ProductionYear | Shape | SustainabilityPerformance | WarrantyDescription | WarrantyDurationLabor | WarrantyDurationParts | Manufacturer | [22 empty] | 0.258188 | [36 empty] | 0.082021 |  | M_Tee - Generic: Standard | Level 2 | 0.000000 | 0.087417 | 0.000000 | 0 | 3.352074 | 0.000000 | 0.000000 | 1.912001 | 0.000000 | 0.510263 | 0.000000 | 0.000000 | 25 | 0.020278 | 0.109583 | 0 | 0 | 0.252074 |  | 0.045720 | Threaded | M_Cross - Generic: Standard | Schedule 40 | M_Elbow - Generic: Standard | 1 | M_Transition - Generic: Standard | M_Coupling - Generic: Standard
150008 | Level 2 | ExpectedLife |  | 660890 | New Construction | AccessibilityPerformance | WarrantyGuarantorParts |  | FIXED | Hydronic Supply Unit B | CodePerformance | 154881 |  |  |  | 149877 | 0.000000 | 150007 | Reference | Pipe Types:Mechanical Pipe | 25 mm | 150036,150038,150040,150042,150044,154926,155000,155001,155002,155003 | 35FuC650z0JQqQBtV7ZwgX | Color | 33 | Pipe Types:Mechanical Pipe:660890 |  |  | 150008 | WarrantyGuarantorLabor |  |  |  | ModelNumber | Features |  |  |  | Hydronic Supply | [8 empty] | 0.138099 | 690 | ReplacementCost |  | Constituents |  | Finish | Grade | Carbon Steel | ModelReference | NominalHeight | NominalLength | NominalWidth | ProductionYear | Shape | SustainabilityPerformance | WarrantyDescription | WarrantyDurationLabor | WarrantyDurationParts | Manufacturer | [22 empty] | 0.106869 | [36 empty] | 0.082021 |  | M_Tee - Generic: Standard | Level 2 | 0.000000 | 0.087417 | 0.000000 | 0 | 3.224777 | 0.000000 | 0.000000 | 1.912001 | 0.000000 | 0.138099 | 0.000000 | 0.000000 | 31 | 0.008393 | 0.109583 | 0 | 0 | 0.138099 | 0.000000 | 0.045720 | Threaded | M_Cross - Generic: Standard | Schedule 40 | M_Elbow - Generic: Standard | 1 | M_Transition - Generic: Standard | M_Coupling - Generic: Standard
150180 | Level 2 | ExpectedLife |  | 660902 | New Construction | AccessibilityPerformance | WarrantyGuarantorParts |  | FIXED | Hydronic Supply Unit B | CodePerformance | 154881 |  |  |  | 150049 | 0.000000 | 150179 | Reference | Pipe Types:Mechanical Pipe | 25 mm | 150207,150209,150211,150213,150215,154926,155000,155001,155002,155003 | 35FuC650z0JQqQBtV7ZwgT | Color | 33 | Pipe Types:Mechanical Pipe:660902 |  |  | 150180 | WarrantyGuarantorLabor |  |  |  | ModelNumber | Features |  |  |  | Hydronic Supply | [8 empty] | 0.117462 | 691 | ReplacementCost |  | Constituents |  | Finish | Grade | Carbon Steel | ModelReference | NominalHeight | NominalLength | NominalWidth | ProductionYear | Shape | SustainabilityPerformance | WarrantyDescription | WarrantyDurationLabor | WarrantyDurationParts | Manufacturer | [22 empty] | 0.238725 | [36 empty] | 0.082021 |  | M_Tee - Generic: Standard | Level 2 | 0.000000 | 0.087417 | 0.000000 | 0 | 2.978737 | 0.000000 | 0.000000 | 1.912001 | 0.000000 | -0.121263 | 0.000000 | 0.000000 | 31 | 0.018749 | 0.109583 | 0 | 0 | 0.117462 |  | 0.045720 | Threaded | M_Cross - Generic: Standard | Schedule 40 | M_Elbow - Generic: Standard | 1 | M_Transition - Generic: Standard | M_Coupling - Generic: Standard
150351 | Level 2 | ExpectedLife |  | 660930 | New Construction | AccessibilityPerformance | WarrantyGuarantorParts |  | FIXED | Hydronic Supply Unit B | CodePerformance | 154881 |  |  |  | 150220 | 0.000000 | 150350 | Reference | Pipe Types:Mechanical Pipe | 25 mm | 150379,150381,150383,150385,150387,154926,155000,155001,155002,155003 | 35FuC650z0JQqQBtV7Zwhv | Color | 33 | Pipe Types:Mechanical Pipe:660930 |  |  | 150351 | WarrantyGuarantorLabor |  |  |  | ModelNumber | Features |  |  |  | Hydronic Supply | [8 empty] | -0.141901 | 692 | ReplacementCost |  | Constituents |  | Finish | Grade | Carbon Steel | ModelReference | NominalHeight | NominalLength | NominalWidth | ProductionYear | Shape | SustainabilityPerformance | WarrantyDescription | WarrantyDurationLabor | WarrantyDurationParts | Manufacturer | [22 empty] | 0.418725 | [36 empty] | 0.082021 |  | M_Tee - Generic: Standard | Level 2 | 0.000000 | 0.087417 | 0.000000 | 0 | 2.944777 | 0.000000 | 0.000000 | 1.912001 | 0.000000 | -0.141901 | 0.000000 | 0.000000 | 31 | 0.032887 | 0.109583 | 0 | 0 | -0.141901 | 0.000000 | 0.045720 | Threaded | M_Cross - Generic: Standard | Schedule 40 | M_Elbow - Generic: Standard | 1 | M_Transition - Generic: Standard | M_Coupling - Generic: Standard
150565 | Level 2 | ExpectedLife |  | 660957 | New Construction | AccessibilityPerformance | WarrantyGuarantorParts |  | FIXED | Hydronic Supply Unit B | CodePerformance | 154881 |  |  |  | 150434 | 0.000000 | 150564 | Reference | Pipe Types:Mechanical Pipe | 25 mm | 150592,150594,150596,150598,150600,154926,155000,155001,155002,155003 | 35FuC650z0JQqQBtV7Zwhc | Color | 33 | Pipe Types:Mechanical Pipe:660957 |  |  | 150565 | WarrantyGuarantorLabor |  |  |  | ModelNumber | Features |  |  |  | Hydronic Supply | [8 empty] | -0.414253 | 693 | ReplacementCost |  | Constituents |  | Finish | Grade | Carbon Steel | ModelReference | NominalHeight | NominalLength | NominalWidth | ProductionYear | Shape | SustainabilityPerformance | WarrantyDescription | WarrantyDurationLabor | WarrantyDurationParts | Manufacturer | [22 empty] | 0.251715 | [36 empty] | 0.082021 |  | M_Tee - Generic: Standard | Level 2 | 0.000000 | 0.087417 | 0.000000 | 0 | 2.685747 | 0.000000 | 0.000000 | 1.912001 | 0.000000 | -0.162538 | 0.000000 | 0.000000 | 31 | 0.019770 | 0.109583 | 0 | 0 | -0.414253 |  | 0.045720 | Threaded | M_Cross - Generic: Standard | Schedule 40 | M_Elbow - Generic: Standard | 1 | M_Transition - Generic: Standard | M_Coupling - Generic: Standard
150779 | Level 2 | ExpectedLife |  | 660965 | New Construction | AccessibilityPerformance | WarrantyGuarantorParts |  | FIXED | Hydronic Supply Unit B | CodePerformance | 154881 |  |  |  | 150648 | 0.000000 | 150778 | Reference | Pipe Types:Mechanical Pipe | 25 mm | 150813,150815,150817,150819,150821,150823,154926,155000,155001,155002,155003 | 35FuC650z0JQqQBtV7ZwhU | Color | 33 | Pipe Types:Mechanical Pipe:660965 |  | InstallationDate | 150779 | WarrantyGuarantorLabor |  |  |  | ModelNumber | Features | TagNumber |  | BarCode | Hydronic Supply |  |  |  |  | SerialNumber | WarrantyStartDate | AssetIdentifier |  | -0.441240 | 694 | ReplacementCost |  | Constituents |  | Finish | Grade | Carbon Steel | ModelReference | NominalHeight | NominalLength | NominalWidth | ProductionYear | Shape | SustainabilityPerformance | WarrantyDescription | WarrantyDurationLabor | WarrantyDurationParts | Manufacturer | [22 empty] | 0.315303 | [36 empty] | 0.082021 |  | M_Tee - Generic: Standard | Level 2 | 0.000000 | 0.087417 | 0.000000 | 0 | 2.645437 | 0.000000 | 0.000000 | 1.912001 | 0.000000 | -0.441240 | 0.000000 | 0.000000 | 36 | 0.024764 | 0.109583 | 0 | 0 | -0.441240 | 0.000000 | 0.045720 | Threaded | M_Cross - Generic: Standard | Schedule 40 | M_Elbow - Generic: Standard | 1 | M_Transition - Generic: Standard | M_Coupling - Generic: Standard
151001 | Level 2 | ExpectedLife |  | 661027 | New Construction | AccessibilityPerformance | WarrantyGuarantorParts |  | FIXED | Hydronic Supply Unit B | CodePerformance | 154881 |  |  |  | 150870 | 0.000000 | 151000 | Reference | Pipe Types:Mechanical Pipe | 25 mm | 151029,151031,151033,151035,151037,154926,155000,155001,155002,155003 | 35FuC650z0JQqQBtV7ZwaO | Color | 33 | Pipe Types:Mechanical Pipe:661027 |  |  | 151001 | WarrantyGuarantorLabor |  |  |  | ModelNumber | Features |  |  |  | Hydronic Supply | [8 empty] | 0.138099 | 695 | ReplacementCost |  | Constituents |  | Finish | Grade | Carbon Steel | ModelReference | NominalHeight | NominalLength | NominalWidth | ProductionYear | Shape | SustainabilityPerformance | WarrantyDescription | WarrantyDurationLabor | WarrantyDurationParts | Manufacturer | [22 empty] | 0.106814 | [36 empty] | 0.082021 |  | M_Tee - Generic: Standard | Level 2 | 0.000000 | 0.087417 | 0.000000 | 0 | 3.224777 | 0.000000 | 0.000000 | 1.912001 | 0.000000 | 0.138099 | 0.000000 | 0.000000 | 28 | 0.008389 | 0.109583 | 0 | 0 | 0.138099 | 0.000000 | 0.045720 | Threaded | M_Cross - Generic: Standard | Schedule 40 | M_Elbow - Generic: Standard | 1 | M_Transition - Generic: Standard | M_Coupling - Generic: Standard
151998 | Level 2 | ExpectedLife |  | 661731 | New Construction | AccessibilityPerformance | WarrantyGuarantorParts |  | FIXED | Hydronic Return Unit A | CodePerformance | 154881 |  |  |  | 151813 | 0.000000 | 151997 | Reference | Pipe Types:Mechanical Pipe | 25 mm | 152026,152028,152030,152032,152034,154926,155000,155001,155002,155003 | 3KBDgq$MvBfR90mp5FRCE2 | Color | 33 | Pipe Types:Mechanical Pipe:661731 |  |  | 151998 | WarrantyGuarantorLabor |  |  |  | ModelNumber | Features |  |  |  | Hydronic Supply | [8 empty] | 0.411895 | 697 | ReplacementCost |  | Constituents |  | Finish | Grade | Carbon Steel | ModelReference | NominalHeight | NominalLength | NominalWidth | ProductionYear | Shape | SustainabilityPerformance | WarrantyDescription | WarrantyDurationLabor | WarrantyDurationParts | Manufacturer | [22 empty] | 0.086889 | [36 empty] | 0.082021 |  | M_Tee - Generic: Standard | Level 2 | 0.000000 | 0.087417 | 0.000000 | 0 | 3.498572 | 0.000000 | 0.000000 | 1.912001 | 0.000000 | 0.411895 | 0.000000 | 0.000000 | 25 | 0.006824 | 0.109583 | 0 | 0 | 0.411895 | 0.000000 | 0.045720 | Threaded | M_Cross - Generic: Standard | Schedule 40 | M_Elbow - Generic: Standard | 1 | M_Transition - Generic: Standard | M_Coupling - Generic: Standard
152170 | Level 2 | ExpectedLife |  | 662830 | New Construction | AccessibilityPerformance | WarrantyGuarantorParts |  | FIXED | Hydronic Return Unit A | CodePerformance | 154881 |  |  |  | 152039 | 0.000000 | 152169 | Reference | Pipe Types:Mechanical Pipe | 25 mm | 152197,152199,152201,152203,152205,154926,155000,155001,155002,155003 | 3KBDgq$MvBfR90mp5FRCPF | Color | 33 | Pipe Types:Mechanical Pipe:662830 |  |  | 152170 | WarrantyGuarantorLabor |  |  |  | ModelNumber | Features |  |  |  | Hydronic Supply | [8 empty] | 0.249188 | 698 | ReplacementCost |  | Constituents |  | Finish | Grade | Carbon Steel | ModelReference | NominalHeight | NominalLength | NominalWidth | ProductionYear | Shape | SustainabilityPerformance | WarrantyDescription | WarrantyDurationLabor | WarrantyDurationParts | Manufacturer | [22 empty] | 0.142070 | [36 empty] | 0.082021 |  | M_Tee - Generic: Standard | Level 2 | 0.000000 | 0.087417 | 0.000000 | 0 | 3.349188 | 0.000000 | 0.000000 | 1.912001 | 0.000000 | 0.391257 | 0.000000 | 0.000000 | 25 | 0.011158 | 0.109583 | 0 | 0 | 0.249188 |  | 0.045720 | Threaded | M_Cross - Generic: Standard | Schedule 40 | M_Elbow - Generic: Standard | 1 | M_Transition - Generic: Standard | M_Coupling - Generic: Standard
152387 | Level 2 | ExpectedLife |  | 662948 | New Construction | AccessibilityPerformance | WarrantyGuarantorParts |  | FIXED | Hydronic Return Unit A | CodePerformance | 154881 |  |  |  | 152256 | 0.000000 | 152386 | Reference | Pipe Types:Mechanical Pipe | 25 mm | 152415,152417,152419,152421,152423,154926,155000,155001,155002,155003 | 3KBDgq$MvBfR90mp5FRCR5 | Color | 33 | Pipe Types:Mechanical Pipe:662948 |  |  | 152387 | WarrantyGuarantorLabor |  |  |  | ModelNumber | Features |  |  |  | Hydronic Supply | [8 empty] | 0.142057 | 699 | ReplacementCost |  | Constituents |  | Finish | Grade | Carbon Steel | ModelReference | NominalHeight | NominalLength | NominalWidth | ProductionYear | Shape | SustainabilityPerformance | WarrantyDescription | WarrantyDurationLabor | WarrantyDurationParts | Manufacturer | [22 empty] | 0.084035 | [36 empty] | 0.082021 |  | M_Tee - Generic: Standard | Level 2 | 0.000000 | 0.087417 | 0.000000 | 0 | 3.228734 | 0.000000 | 0.000000 | 1.912001 | 0.000000 | 0.142057 | 0.000000 | 0.000000 | 30 | 0.006600 | 0.109583 | 0 | 0 | 0.142057 | 0.000000 | 0.045720 | Threaded | M_Cross - Generic: Standard | Schedule 40 | M_Elbow - Generic: Standard | 1 | M_Transition - Generic: Standard | M_Coupling - Generic: Standard
152559 | Level 2 | ExpectedLife |  | 662976 | New Construction | AccessibilityPerformance | WarrantyGuarantorParts |  | FIXED | Hydronic Return Unit A | CodePerformance | 154881 |  |  |  | 152428 | 0.000000 | 152558 | Reference | Pipe Types:Mechanical Pipe | 25 mm | 152586,152588,152590,152592,152594,154926,155000,155001,155002,155003 | 3KBDgq$MvBfR90mp5FRCQX | Color | 33 | Pipe Types:Mechanical Pipe:662976 |  |  | 152559 | WarrantyGuarantorLabor |  |  |  | ModelNumber | Features |  |  |  | Hydronic Supply | [8 empty] | 0.121419 | 700 | ReplacementCost |  | Constituents |  | Finish | Grade | Carbon Steel | ModelReference | NominalHeight | NominalLength | NominalWidth | ProductionYear | Shape | SustainabilityPerformance | WarrantyDescription | WarrantyDurationLabor | WarrantyDurationParts | Manufacturer | [22 empty] | 0.318725 | [36 empty] | 0.082021 |  | M_Tee - Generic: Standard | Level 2 | 0.000000 | 0.087417 | 0.000000 | 0 | 2.902694 | 0.000000 | 0.000000 | 1.912001 | 0.000000 | -0.197306 | 0.000000 | 0.000000 | 30 | 0.025033 | 0.109583 | 0 | 0 | 0.121419 |  | 0.045720 | Threaded | M_Cross - Generic: Standard | Schedule 40 | M_Elbow - Generic: Standard | 1 | M_Transition - Generic: Standard | M_Coupling - Generic: Standard
152865 | Level 2 | ExpectedLife |  | 663230 | New Construction | AccessibilityPerformance | WarrantyGuarantorParts |  | FIXED | Hydronic Return Unit A | CodePerformance | 154881 |  |  |  | 152734 | 0.000000 | 152864 | Reference | Pipe Types:Mechanical Pipe | 25 mm | 152893,152895,152897,152899,152901,154926,155000,155001,155002,155003 | 3KBDgq$MvBfR90mp5FRCNV | Color | 33 | Pipe Types:Mechanical Pipe:663230 |  |  | 152865 | WarrantyGuarantorLabor |  |  |  | ModelNumber | Features |  |  |  | Hydronic Supply | [8 empty] | 0.142057 | 702 | ReplacementCost |  | Constituents |  | Finish | Grade | Carbon Steel | ModelReference | NominalHeight | NominalLength | NominalWidth | ProductionYear | Shape | SustainabilityPerformance | WarrantyDescription | WarrantyDurationLabor | WarrantyDurationParts | Manufacturer | [22 empty] | 0.119419 | [36 empty] | 0.082021 |  | M_Tee - Generic: Standard | Level 2 | 0.000000 | 0.087417 | 0.000000 | 0 | 3.228734 | 0.000000 | 0.000000 | 1.912001 | 0.000000 | 0.142057 | 0.000000 | 0.000000 | 28 | 0.009379 | 0.109583 | 0 | 0 | 0.142057 | 0.000000 | 0.045720 | Threaded | M_Cross - Generic: Standard | Schedule 40 | M_Elbow - Generic: Standard | 1 | M_Transition - Generic: Standard | M_Coupling - Generic: Standard
153683 | Level 2 | ExpectedLife |  | 663251 | New Construction | AccessibilityPerformance | WarrantyGuarantorParts |  | FIXED | Hydronic Return Unit A | CodePerformance | 154881 |  |  |  | 153552 | 0.000000 | 153682 | Reference | Pipe Types:Mechanical Pipe | 25 mm | 153711,153713,153715,153717,153719,154926,155000,155001,155002,155003 | 3KBDgq$MvBfR90mp5FRCMo | Color | 33 | Pipe Types:Mechanical Pipe:663251 |  |  | 153683 | WarrantyGuarantorLabor |  |  |  | ModelNumber | Features |  |  |  | Hydronic Supply | [8 empty] | -0.217943 | 703 | ReplacementCost |  | Constituents |  | Finish | Grade | Carbon Steel | ModelReference | NominalHeight | NominalLength | NominalWidth | ProductionYear | Shape | SustainabilityPerformance | WarrantyDescription | WarrantyDurationLabor | WarrantyDurationParts | Manufacturer | [22 empty] | 0.408444 | [36 empty] | 0.082021 |  | M_Tee - Generic: Standard | Level 2 | 0.000000 | 0.087417 | 0.000000 | 0 | 2.868734 | 0.000000 | 0.000000 | 1.912001 | 0.000000 | -0.217943 | 0.000000 | 0.000000 | 30 | 0.032079 | 0.109583 | 0 | 0 | -0.217943 | 0.000000 | 0.045720 | Threaded | M_Cross - Generic: Standard | Schedule 40 | M_Elbow - Generic: Standard | 1 | M_Transition - Generic: Standard | M_Coupling - Generic: Standard
153855 | Level 2 | ExpectedLife |  | 663265 | New Construction | AccessibilityPerformance | WarrantyGuarantorParts |  | FIXED | Hydronic Return Unit A | CodePerformance | 154881 |  |  |  | 153724 | 0.000000 | 153854 | Reference | Pipe Types:Mechanical Pipe | 25 mm | 153882,153884,153886,153888,153890,154926,155000,155001,155002,155003 | 3KBDgq$MvBfR90mp5FRCM0 | Color | 33 | Pipe Types:Mechanical Pipe:663265 |  |  | 153855 | WarrantyGuarantorLabor |  |  |  | ModelNumber | Features |  |  |  | Hydronic Supply | [8 empty] | -0.324265 | 704 | ReplacementCost |  | Constituents |  | Finish | Grade | Carbon Steel | ModelReference | NominalHeight | NominalLength | NominalWidth | ProductionYear | Shape | SustainabilityPerformance | WarrantyDescription | WarrantyDurationLabor | WarrantyDurationParts | Manufacturer | [22 empty] | 0.085684 | [36 empty] | 0.082021 |  | M_Tee - Generic: Standard | Level 2 | 0.000000 | 0.087417 | 0.000000 | 0 | 2.775735 | 0.000000 | 0.000000 | 1.912001 | 0.000000 | -0.238581 | 0.000000 | 0.000000 | 30 | 0.006730 | 0.109583 | 0 | 0 | -0.324265 |  | 0.045720 | Threaded | M_Cross - Generic: Standard | Schedule 40 | M_Elbow - Generic: Standard | 1 | M_Transition - Generic: Standard | M_Coupling - Generic: Standard
154116 | Level 2 | ExpectedLife |  | 694400 | New Construction | AccessibilityPerformance | WarrantyGuarantorParts |  | FIXED | Hydronic Supply Unit B | CodePerformance | 154881 |  |  |  | 153937 | 0.000000 | 154115 | Reference | Pipe Types:Mechanical Pipe | 25 mm | 154144,154146,154148,154150,154152,154926,155000,155001,155002,155003 | 3gHJfJe9T5U82nTMeWaQ3T | Color | 33 | Pipe Types:Mechanical Pipe:694400 |  |  | 154116 | WarrantyGuarantorLabor |  |  |  | ModelNumber | Features |  |  |  | Hydronic Supply | [8 empty] | 0.530900 | 706 | ReplacementCost |  | Constituents |  | Finish | Grade | Carbon Steel | ModelReference | NominalHeight | NominalLength | NominalWidth | ProductionYear | Shape | SustainabilityPerformance | WarrantyDescription | WarrantyDurationLabor | WarrantyDurationParts | Manufacturer | [22 empty] | 0.022359 | [36 empty] | 0.082021 |  | M_Tee - Generic: Standard | Level 2 | 0.000000 | 0.087417 | 0.000000 | 0 | 3.617578 | 0.000000 | 0.000000 | 1.912001 | 0.000000 | 0.530900 | 0.000000 | 0.000000 | 25 | 0.001756 | 0.109583 | 0 | 0 | 0.530900 | 0.000000 | 0.045720 | Threaded | M_Cross - Generic: Standard | Schedule 40 | M_Elbow - Generic: Standard | 1 | M_Transition - Generic: Standard | M_Coupling - Generic: Standard
154335 | Level 2 | ExpectedLife |  | 696275 | New Construction | AccessibilityPerformance | WarrantyGuarantorParts |  | FIXED | Hydronic Supply Unit B | CodePerformance | 154881 |  |  |  | 154204 | 0.000000 | 154334 | Reference | Pipe Types:Mechanical Pipe | 25 mm | 154363,154365,154367,154369,154371,154926,155000,155001,155002,155003 | 3gHJfJe9T5U82nTMeWaQUE | Color | 33 | Pipe Types:Mechanical Pipe:696275 |  |  | 154335 | WarrantyGuarantorLabor |  |  |  | ModelNumber | Features |  |  |  | Hydronic Supply | [8 empty] | 0.530900 | 710 | ReplacementCost |  | Constituents |  | Finish | Grade | Carbon Steel | ModelReference | NominalHeight | NominalLength | NominalWidth | ProductionYear | Shape | SustainabilityPerformance | WarrantyDescription | WarrantyDurationLabor | WarrantyDurationParts | Manufacturer | [22 empty] | 0.063463 | [36 empty] | 0.082021 |  | M_Tee - Generic: Standard | Level 2 | 0.000000 | 0.087417 | 0.000000 | 0 | 3.617578 | 0.000000 | 0.000000 | 1.912001 | 0.000000 | 0.530900 | 0.000000 | 0.000000 | 25 | 0.004984 | 0.109583 | 0 | 0 | 0.530900 | 0.000000 | 0.045720 | Threaded | M_Cross - Generic: Standard | Schedule 40 | M_Elbow - Generic: Standard | 1 | M_Transition - Generic: Standard | M_Coupling - Generic: Standard
116188 | Roof | ExpectedLife |  | 603399 | New Construction | AccessibilityPerformance | WarrantyGuarantorParts |  | FIXED | Unit A Mechanical Exhaust Air | CodePerformance | 154889 |  |  |  | 116057 | 0.000000 | 116187 | Reference | Round Duct:Taps | 250 | 116222,116224,116226,116228,116230,116232,116234,154936,154985,154986,154987,154988 | 3KNPGroYLBcOSeaFL19y83 | Color | 33 | Round Duct:Taps:603399 |  | InstallationDate | 116188 | WarrantyGuarantorLabor |  |  |  | ModelNumber | Features | TagNumber |  | BarCode | Exhaust Air |  |  |  |  | SerialNumber | WarrantyStartDate | AssetIdentifier |  | -1.687000 | 8 | ReplacementCost |  | Constituents |  | Finish | Grade | Material | ModelReference | NominalHeight | NominalLength | NominalWidth | ProductionYear | Shape | SustainabilityPerformance | WarrantyDescription | WarrantyDurationLabor | WarrantyDurationParts | Manufacturer | [22 empty] | 2.145000 | [36 empty] | 0.820210 | 0.000000 | M_Round Tee: Standard | Roof | 0.000000 |  | 0.000077 |  |  | 0.141259 |  |  |  | 0.458000 | 0.267347 | 0.000543 | 1 | 1.684679 |  | 0 | 0 | -1.687000 |  | 0.000000 |  | M_Round Cross: Standard |  | M_Round Elbow: 1.5 D | 0 | M_Round Transition - Angle: 45 Degree | M_Round Union: Standard | M_Round Takeoff: Standard | 0.458000 | 0.001217 | -1.687000 | F | 0.446509 | 0.820210 | 1357.404685 | M_Rectangular to Round Transition - Angle: 45 Degree | M_Oval to Round Transition - Length: Standard
1635 | Level 1 | [12 empty] | Level 1 |  | 1529 |  | 1634 |  |  |  | 1638,1752,1785,1787,1789,1791,1793,1795,1797,1799 | 3WIha3hdX8G8EHDzIXbHUS |  | 33 | A101 |  |  | 1635 | [114 empty] | 19.395342 | [23 empty] | 0.000000 | INTERNAL | Foyer | nan(snan) | Level 1 | ELEMENT | A101 | 154872 | 0.000000 | 2 | 19.395342 | A101 | 0.000000 | 4.000000 | Foyer | New Construction | 0.000000 | 4.000000 | 22.832000 | 55.034755 | F | T | 0.000000 | 0.000000 | 4 | -1 | 0.000000 | 0.000000 | 0 | 0.000000 | 0.000000 | 0.000000 | 0.000000 | 0.000000 | 0.762000 | 0.750000 | 0.500000 | 0.200000
1812 | Level 1 | [12 empty] | Level 1 |  | 1801 |  | 1811 |  |  |  | 1815,1882,1915,1917,1919,1921,1923,1925,1927,1929 | 3WIha3hdX8G8EHDzIXbHPX |  | 33 | A102 |  |  | 1812 | [114 empty] | 27.660089 | [23 empty] | 0.000000 | INTERNAL | Living Room | nan(snan) | Level 1 | ELEMENT | A102 | 154872 | 0.000000 | 2 | 27.660089 | A102 | 0.000000 | 4.000000 | Living Room | New Construction | 0.000000 | 4.000000 | 21.194000 | 71.390690 | F | T | 0.000000 | 0.000000 | 4 | -1 | 0.000000 | 0.000000 | 0 | 0.000000 | 0.000000 | 0.000000 | 0.000000 | 0.000000 | 0.762000 | 0.750000 | 0.500000 | 0.200000
1942 | Level 1 | [12 empty] | Level 1 |  | 1931 |  | 1941 |  |  |  | 1945,2013,2049,2051,2053,2055,2057,2059,2061,2063 | 3WIha3hdX8G8EHDzIXbHPc |  | 33 | A103 |  |  | 1942 | [114 empty] | 12.954070 | [23 empty] | 0.000000 | INTERNAL | Kitchen | nan(snan) | Level 1 | ELEMENT | A103 | 154872 | 0.000000 | 2 | 12.954070 | A103 | 7169.204925 | 4.000000 | Kitchen | New Construction | 0.000000 | 4.000000 | 15.878461 | 33.512179 | F | T | 0.000000 | 0.000000 | 4 | -1 | 12212.713678 | 0.000000 | 0 | 1.218433 | 0.000000 | 0.000000 | 0.000000 | 0.000000 | 0.762000 | 0.750000 | 0.500000 | 0.200000 | 1.218433 | 12212.713678 | 7169.204925
2158 | Level 1 | [12 empty] | Level 1 |  | 2068 |  | 2157 |  |  |  | 2161,2266,2302,2304,2306,2308,2310,2312,2314,2316 | 3WIha3hdX8G8EHDzIXbHPh |  | 33 | B101 |  |  | 2158 | [114 empty] | 19.395342 | [23 empty] | 0.000000 | INTERNAL | Foyer | nan(snan) | Level 1 | ELEMENT | B101 | 154872 | 0.000000 | 2 | 19.395342 | B101 | 11887.650869 | 4.000000 | Foyer | New Construction | 0.000000 | 4.000000 | 22.832000 | 55.017156 | F | T | 0.000000 | 0.000000 | 3 | -1 | 29412.727095 | 0.000000 | 0 | 2.020350 | 0.000000 | 0.000000 | 0.000000 | 0.000000 | 0.762000 | 0.750000 | 0.500000 | 0.200000 | 2.020350 | 29412.727095 | 11887.650869
2329 | Level 1 | [12 empty] | Level 1 |  | 2318 |  | 2328 |  |  |  | 2332,2399,2435,2437,2439,2441,2443,2445,2447,2449 | 3WIha3hdX8G8EHDzIXbHPe |  | 33 | B102 |  |  | 2329 | [114 empty] | 27.660089 | [23 empty] | 0.000000 | INTERNAL | Living Room | nan(snan) | Level 1 | ELEMENT | B102 | 154872 | 0.000000 | 2 | 27.660089 | B102 | 17746.607520 | 4.000000 | Living Room | New Construction | 0.000000 | 4.000000 | 21.194000 | 71.390690 | F | T | 0.000000 | 0.000000 | 3 | -1 | 43006.836131 | 0.000000 | 0 | 3.016101 | 0.000000 | 0.000000 | 0.000000 | 0.000000 | 0.762000 | 0.750000 | 0.500000 | 0.200000 | 3.016101 | 43006.836131 | 17746.607520
2462 | Level 1 | [12 empty] | Level 1 |  | 2451 |  | 2461 |  |  |  | 2465,2533,2569,2571,2573,2575,2577,2579,2581,2583 | 3WIha3hdX8G8EHDzIXbHPj |  | 33 | B103 |  |  | 2462 | [114 empty] | 12.954070 | [23 empty] | 0.000000 | INTERNAL | Kitchen | nan(snan) | Level 1 | ELEMENT | B103 | 154872 | 0.000000 | 2 | 12.954070 | B103 | 6439.436566 | 4.000000 | Kitchen | New Construction | 0.000000 | 4.000000 | 15.878461 | 33.512179 | F | T | 0.000000 | 0.000000 | 3 | -1 | 12212.713678 | 0.000000 | 0 | 1.094406 | 0.000000 | 0.000000 | 0.000000 | 0.000000 | 0.762000 | 0.750000 | 0.500000 | 0.200000 | 1.094406 | 12212.713678 | 6439.436566
2604 | Level 1 | [12 empty] | Level 1 |  | 2585 |  | 2603 |  |  |  | 2607,2667,2703,2705,2707,2709,2711,2713,2715,2717 | 3WIha3hdX8G8EHDzIXbHPo |  | 33 | B104 |  |  | 2604 | [114 empty] | 3.160976 | [23 empty] | 0.000000 | INTERNAL | Bathroom 1 | nan(snan) | Level 1 | ELEMENT | B104 | 154872 | 0.000000 | 2 | 3.160976 | B104 | 1284.050487 | 4.000000 | Bathroom 1 | New Construction | 0.000000 | 4.000000 | 7.254000 | 8.212367 | F | T | 0.000000 | 0.000000 | 3 | -1 | 2089.735020 | 0.000000 | 0 | 0.218229 | 0.000000 | 0.000000 | 0.000000 | 0.000000 | 0.762000 | 0.750000 | 0.500000 | 0.200000 | 0.218229 | 2089.735020 | 1284.050487
2959 | Level 1 | [12 empty] | Level 1 |  | 2948 |  | 2958 |  |  |  | 2962,3017,3029,3031,3033,3035 | 3Dv6MBGFzBvOlsdVJAgcOu |  | 33 | B103 |  |  | 2959 | [114 empty] | 13.897501 | [24 empty] | INTERNAL | Kitchen | nan(snan) | Level 1 | ELEMENT | B103 | 154872 |  |  | 13.897501 |  |  | 2.530131 |  | New Construction | 0.000000 | 2.530131 | 16.419461 | 32.607092
3276 | Level 1 | [12 empty] | Level 1 |  | 3265 |  | 3275 |  |  |  | 3279,3334,3346,3348,3350,3352 | 3Dv6MBGFzBvOlsdVJAgcOX |  | 33 | A103 |  |  | 3276 | [114 empty] | 13.897501 | [24 empty] | INTERNAL | Kitchen | nan(snan) | Level 1 | ELEMENT | A103 | 154872 |  |  | 13.897501 |  |  | 2.530131 |  | New Construction | 0.000000 | 2.530131 | 16.419461 | 32.607092
70 | Level 2 | [12 empty] | Level 2 |  | 49 |  | 69 |  |  |  | 73,149,189,191,193,195,197,199,201,203 | 3WIha3hdX8G8EHDzIXbHUr |  | 33 | A203 |  |  | 70 | [114 empty] | 22.043232 | [23 empty] | 0.000000 | INTERNAL | Bedroom 2 | nan(snan) | Level 2 | ELEMENT | A203 | 154880 | 0.000000 | 2 | 22.043232 | A203 | 16389.146949 | 4.000000 | Bedroom 2 | New Construction | 0.000000 | 4.000000 | 19.914000 | 56.893582 | F | T | 0.000000 | 0.000000 | 4 | -1 | 36276.034800 | 0.000000 | 0 | 2.785396 | 0.000000 | 0.000000 | 0.000000 | 0.000000 | 0.762000 | 0.750000 | 0.500000 | 0.200000 | 2.785396 | 36276.034800 | 16389.146949
223 | Level 2 | [12 empty] | Level 2 |  | 205 |  | 222 |  |  |  | 226,302,338,340,342,344,346,348,350,352 | 3WIha3hdX8G8EHDzIXbHUw |  | 33 | B202 |  |  | 223 | [114 empty] | 22.043232 | [23 empty] | 0.000000 | INTERNAL | Bedroom 1 | nan(snan) | Level 2 | ELEMENT | B202 | 154880 | 0.000000 | 2 | 22.043232 | B202 | 19390.849176 | 4.000000 | Bedroom 1 | New Construction | 0.000000 | 4.000000 | 19.914000 | 56.893582 | F | T | 0.000000 | 0.000000 | 3 | -1 | 34898.281058 | 0.000000 | 0 | 3.295546 | 0.000000 | 0.000000 | 0.000000 | 0.000000 | 0.762000 | 0.750000 | 0.500000 | 0.200000 | 3.295546 | 34898.281058 | 19390.849176
424 | Level 2 | [12 empty] | Level 2 |  | 357 |  | 423 |  |  |  | 427,511,547,549,551,553,555,557,559,561 | 3WIha3hdX8G8EHDzIXbHU$ |  | 33 | A201 |  |  | 424 | [114 empty] | 10.414500 | [23 empty] | 0.000000 | INTERNAL | Hallway | nan(snan) | Level 2 | ELEMENT | A201 | 154880 | 0.000000 | 2 | 10.414500 | A201 | 6091.152056 | 4.000000 | Hallway | New Construction | 0.000000 | 4.000000 | 14.530000 | 26.946800 | F | T | 0.000000 | 0.000000 | 4 | -1 | 12084.358578 | 0.000000 | 0 | 1.035214 | 0.000000 | 0.000000 | 0.000000 | 0.000000 | 0.762000 | 0.750000 | 0.500000 | 0.200000 | 1.035214 | 12084.358578 | 6091.152056
581 | Level 2 | [12 empty] | Level 2 |  | 563 |  | 580 |  |  |  | 584,660,696,698,700,702,704,706,708,710 | 3WIha3hdX8G8EHDzIXbHUy |  | 33 | A202 |  |  | 581 | [114 empty] | 22.043232 | [23 empty] | 0.000000 | INTERNAL | Bedroom 1 | nan(snan) | Level 2 | ELEMENT | A202 | 154880 | 0.000000 | 2 | 22.043232 | A202 | 14770.534433 | 4.000000 | Bedroom 1 | New Construction | 0.000000 | 4.000000 | 19.914000 | 56.893582 | F | T | 0.000000 | 0.000000 | 4 | -1 | 34898.281058 | 0.000000 | 0 | 2.510306 | 0.000000 | 0.000000 | 0.000000 | 0.000000 | 0.762000 | 0.750000 | 0.500000 | 0.200000 | 2.510306 | 34898.281058 | 14770.534433
730 | Level 2 | [12 empty] | Level 2 |  | 712 |  | 729 |  |  |  | 733,809,845,847,849,851,853,855,857,859 | 3WIha3hdX8G8EHDzIXbHU1 |  | 33 | B203 |  |  | 730 | [114 empty] | 22.043232 | [23 empty] | 0.000000 | INTERNAL | Bedroom 2 | nan(snan) | Level 2 | ELEMENT | B203 | 154880 | 0.000000 | 2 | 22.043232 | B203 | 15885.354197 | 4.000000 | Bedroom 2 | New Construction | 0.000000 | 4.000000 | 19.914000 | 56.893582 | F | T | 0.000000 | 0.000000 | 3 | -1 | 36280.930421 | 0.000000 | 0 | 2.699774 | 0.000000 | 0.000000 | 0.000000 | 0.000000 | 0.762000 | 0.750000 | 0.500000 | 0.200000 | 2.699774 | 36280.930421 | 15885.354197
931 | Level 2 | [12 empty] | Level 2 |  | 864 |  | 930 |  |  |  | 934,1018,1054,1056,1058,1060,1062,1064,1066,1068 | 3WIha3hdX8G8EHDzIXbHU6 |  | 33 | B201 |  |  | 931 | [114 empty] | 10.414500 | [23 empty] | 0.000000 | INTERNAL | Hallyway | nan(snan) | Level 2 | ELEMENT | B201 | 154880 | 0.000000 | 2 | 10.414500 | B201 | 5726.726275 | 4.000000 | Hallway | New Construction | 0.000000 | 4.000000 | 14.530000 | 26.946800 | F | T | 0.000000 | 0.000000 | 3 | -1 | 12084.358578 | 0.000000 | 0 | 0.973278 | 0.000000 | 0.000000 | 0.000000 | 0.000000 | 0.762000 | 0.750000 | 0.500000 | 0.200000 | 0.973278 | 12084.358578 | 5726.726275
1080 | Level 2 | [12 empty] | Level 2 |  | 1070 |  | 1079 |  |  |  | 1083,1132,1168,1170,1172,1174,1176,1178,1180,1182 | 3WIha3hdX8G8EHDzIXbHUB |  | 33 | B204 |  |  | 1080 | [114 empty] | 4.754958 | [23 empty] | 0.000000 | INTERNAL | Bathroom 2 | nan(snan) | Level 2 | ELEMENT | B204 | 154880 | 0.000000 | 2 | 4.754958 | B204 | 1888.976818 | 4.000000 | Bathroom 2 | New Construction | 0.000000 | 4.000000 | 9.288102 | 12.301076 | F | T | 0.000000 | 0.000000 | 3 | -1 | 3020.338670 | 0.000000 | 0 | 0.321039 | 0.000000 | 0.000000 | 0.000000 | 0.000000 | 0.762000 | 0.750000 | 0.500000 | 0.200000 | 0.321039 | 3020.338670 | 1888.976818
1194 | Level 2 | [12 empty] | Level 2 |  | 1184 |  | 1193 |  |  |  | 1197,1246,1282,1284,1286,1288,1290,1292,1294,1296 | 3WIha3hdX8G8EHDzIXbHUC |  | 33 | B205 |  |  | 1194 | [114 empty] | 1.395906 | [23 empty] | 0.000000 | INTERNAL | Utility | nan(snan) | Level 2 | ELEMENT | B205 | 154880 | 0.000000 | 2 | 1.395906 | B205 | 579.668599 | 4.000000 | Utility | New Construction | 0.000000 | 4.000000 | 4.879898 | 3.611209 | F | T | 0.000000 | 0.000000 | 3 | -1 | 959.361192 | 0.000000 | 0 | 0.098517 | 0.000000 | 0.000000 | 0.000000 | 0.000000 | 0.762000 | 0.750000 | 0.500000 | 0.200000 | 0.098517 | 959.361192 | 579.668599
1308 | Level 2 | [12 empty] | Level 2 |  | 1298 |  | 1307 |  |  |  | 1311,1360,1396,1398,1400,1402,1404,1406,1408,1410 | 3WIha3hdX8G8EHDzIXbHUH |  | 33 | A204 |  |  | 1308 | [114 empty] | 4.731434 | [23 empty] | 0.000000 | INTERNAL | Bathroom 2 | nan(snan) | Level 2 | ELEMENT | A204 | 154880 | 0.000000 | 2 | 4.731434 | A204 | 1879.874675 | 4.000000 | Bathroom 2 | New Construction | 0.000000 | 4.000000 | 9.257232 | 12.240221 | F | T | 0.000000 | 0.000000 | 4 | -1 | 3006.099376 | 0.000000 | 0 | 0.319492 | 0.000000 | 0.000000 | 0.000000 | 0.000000 | 0.762000 | 0.750000 | 0.500000 | 0.200000 | 0.319492 | 3006.099376 | 1879.874675
1422 | Level 2 | [12 empty] | Level 2 |  | 1412 |  | 1421 |  |  |  | 1425,1474,1510,1512,1514,1516,1518,1520,1522,1524 | 3WIha3hdX8G8EHDzIXbHUQ |  | 33 | A205 |  |  | 1422 | [114 empty] | 1.419430 | [23 empty] | 0.000000 | INTERNAL | Utility | nan(snan) | Level 2 | ELEMENT | A205 | 154880 | 0.000000 | 2 | 1.419430 | A205 | 588.770741 | 4.000000 | Utility | New Construction | 0.000000 | 4.000000 | 4.910768 | 3.672064 | F | T | 0.000000 | 0.000000 | 4 | -1 | 973.600485 | 0.000000 | 0 | 0.100064 | 0.000000 | 0.000000 | 0.000000 | 0.000000 | 0.762000 | 0.750000 | 0.500000 | 0.200000 | 0.100064 | 973.600485 | 588.770741
4799 | Roof | [12 empty] | Roof |  | 4789 |  | 4798 |  |  |  | 4802,4846,4879,4881,4883,4885,4887,4889,4891,4893 | 3RswiwzSr3KwrHMX5NIr5O |  | 33 | A/B |  |  | 4799 | [114 empty] | 135.151156 | [23 empty] | 0.000000 | INTERNAL | Roof | nan(snan) | Roof | ELEMENT | A/B | 154888 | 0.000000 | 2 | 135.151156 | A/B | 0.000000 | 4.000000 | Roof | New Construction | 0.000000 | 4.000000 | 49.864000 | 478.840546 | F | T | 0.000000 | 0.000000 | Default | -1 | 0.000000 | 0.000000 | 0 | 0.000000 | 0.000000 | 0.000000 | 0.000000 | 0.000000 | 0.762000 | 0.750000 | 0.500000 | 0.200000 |  |  |  | 4819,4827,4835,4843
37804 | B101 | 5 years |  | 557524 | New Construction | n/a | tbd |  | FIXED | Hydronic Supply Unit B,Hydronic Return Unit B | 15700 | 154904 |  |  |  | 37803 |  | 37797 | Internet | 25 | 25mm | 37823,37825,37827,37829,37831,37833,37835,154923,155016,155017,155018,155019,155020 | 1jQu9wkdr0iwNuem13Fl5q | White | 33 | M_Radiator - Hosted:25:25:557524 |  | Aug. 29, 2011 | 37804 | tbd |  |  |  | JVB | 2.67 fins per inch | Foyer B1 |  | 123456789 | Hydronic Supply |  |  |  |  | 123456789 | Aug. 29, 2011 | None | Orphaned | 0.000000 | Foyer B1 | $30/foot |  | n/a | Radiators | Baked Enamel | A | Aluminum | JVB | 14 inches | see plans | 5-5/16" | 2011 | Rectangular | n/a | tbd | tbd | tbd | Sterling | 23.75.70.17.11 | [21 empty] | 1.000000 | [45 empty] | 0.002119 | [5 empty] | 275.804376 | [67 empty] | none | JVB | 0.355600 | 0.041010 | 15700 | Original unit | n/a | 54031.440084 | D3090900 | Level 1 | 0.101600 | 0.101600 | none | 65.000000 | Misc. Other HVAC Systems & Equipment | 16468.782938
136014 | B101 | 5 years |  | 632215 | New Construction | n/a | tbd |  | FIXED | Hydronic Supply Unit B,Hydronic Return Unit B | 15700 | 154904 |  |  |  | 136013 |  | 136007 | Internet | 25 | 25mm | 136033,136035,136037,136039,136041,136043,136045,154923,155016,155017,155018,155019,155020 | 0elyyE$1L6oAbZlGwF2_az | White | 33 | M_Radiator - Hosted:25:25:632215 |  | Aug. 29, 2011 | 136014 | tbd |  |  |  | JVB | 2.67 fins per inch | Foyer B2 |  | 123456789 | Hydronic Supply |  |  |  |  | 123456789 | Aug. 29, 2011 | None | Linked Revit Model : Duplex_A 08-29-2011.rvt | 0.000000 | Foyer B2 | $30/foot |  | n/a | Radiators | Baked Enamel | A | Aluminum | JVB | 14 inches | see plans | 5-5/16" | 2011 | Rectangular | n/a | tbd | tbd | tbd | Sterling | 23.75.70.17.11 | [21 empty] | 1.000000 | [45 empty] | 0.002119 | [5 empty] | 275.804376 | [67 empty] | none | JVB | 0.355600 | 0.041010 | 15700 | Added unit | n/a | 54031.440084 | D3090900 | Level 1 | 0.101600 | 0.101600 | none | 65.000000 | Misc. Other HVAC Systems & Equipment | 16468.782938
37718 | B102 | 5 years |  | 557520 | New Construction | n/a | tbd |  | FIXED | Hydronic Supply Unit B,Hydronic Return Unit B | 15700 | 154905 |  |  |  | 37717 |  | 37711 | Internet | 25 | 25mm | 37738,37740,37742,37744,37746,37748,37750,154924,155016,155017,155018,155019,155020 | 1jQu9wkdr0iwNuem13Fl5m | White | 33 | M_Radiator - Hosted:25:25:557520 |  | Aug. 29, 2011 | 37718 | tbd |  |  |  | JVB | 2.67 fins per inch | LR B1 |  | 123456789 | Hydronic Supply |  |  |  |  | 123456789 | Aug. 29, 2011 | None | Orphaned | 0.000000 | LR B1 | $30/foot |  | n/a | Radiators | Baked Enamel | A | Aluminum | JVB | 14 inches | see plans | 5-5/16" | 2011 | Rectangular | n/a | tbd | tbd | tbd | Sterling | 23.75.70.17.11 | [21 empty] | 1.360000 | [45 empty] | 0.002825 | [5 empty] | 375.086880 | [67 empty] | none | JVB | 0.355600 | 0.041010 | 15700 | Shortened unit | n/a | 73482.758514 | D3090900 | Level 1 | 0.101600 | 0.101600 | none | 65.000000 | Misc. Other HVAC Systems & Equipment | 16468.782938
138736 | B102 | 5 years |  | 632515 | New Construction | n/a | tbd |  | FIXED | Hydronic Supply Unit B,Hydronic Return Unit B | 15700 | 154905 |  |  |  | 138735 |  | 138729 | Internet | 25 | 25mm | 138756,138758,138760,138762,138764,138766,138768,154924,155016,155017,155018,155019,155020 | 1jtjkRoqH88BtI5Myapnw1 | White | 33 | M_Radiator - Hosted:25:25:632515 |  | Aug. 29, 2011 | 138736 | tbd |  |  |  | JVB | 2.67 fins per inch | LR B2 |  | 123456789 | Hydronic Supply |  |  |  |  | 123456789 | Aug. 29, 2011 | None | Linked Revit Model : Duplex_A 08-29-2011.rvt | 0.000000 | LR B2 | $30/foot |  | n/a | Radiators | Baked Enamel | A | Aluminum | JVB | 14 inches | see plans | 5-5/16" | 2011 | Rectangular | n/a | tbd | tbd | tbd | Sterling | 23.75.70.17.11 | [21 empty] | 1.360000 | [45 empty] | 0.002825 | [5 empty] | 375.086880 | [67 empty] | none | JVB | 0.355600 | 0.041010 | 15700 | Added unit | n/a | 73482.758514 | D3090900 | Level 1 | 0.101600 | 0.101600 | none | 65.000000 | Misc. Other HVAC Systems & Equipment | 16468.782938
45498 | B104 | 5 years |  | 557620 | New Construction | n/a | tbd |  | FIXED | Hydronic Supply Unit B,Hydronic Return Unit B | 15700 | 154906 |  |  |  | 45497 |  | 45491 | Internet | 25 | 25mm | 45518,45520,45522,45524,45526,45528,45530,154937,155016,155017,155018,155019,155020 | 1jQu9wkdr0iwNuem13FlAK | White | 33 | M_Radiator - Hosted:25:25:557620 |  | Aug. 29, 2011 | 45498 | tbd |  |  |  | JVB | 2.67 fins per inch | BthRm 1B |  | 123456789 | Hydronic Supply |  |  |  |  | 123456789 | Aug. 29, 2011 | None | Orphaned | 0.000000 | BthRm 1B | $30/foot |  | n/a | Radiators | Baked Enamel | A | Aluminum | JVB | 14 inches | see plans | 5-5/16" | 2011 | Rectangular | n/a | tbd | tbd | tbd | Sterling | 23.75.70.17.11 | [21 empty] | 0.500000 | [45 empty] | 0.001413 | [5 empty] | 137.900664 | [67 empty] | none | JVB | 0.355600 | 0.041010 | 15700 | Shorted to 0.5 m | n/a | 27015.720042 | D3090900 | Level 1 | 0.019000 | 0.101600 | none | 65.000000 | Misc. Other HVAC Systems & Equipment | 16468.782938
7747 | A101 | 5 years |  | 538847 | New Construction | n/a | tbd |  | FIXED | Hydronic Supply Unit A,Hydronic Return Unit A | 15700 | 154907 |  |  |  | 7746 |  | 7740 | Internet | 25 | 25mm | 7766,7768,7770,7772,7774,7776,7778,154923,155016,155017,155018,155019,155020 | 300Pty59r6xB$nuduvUejI | White | 33 | M_Radiator - Hosted:25:25:538847 |  | Aug. 29, 2011 | 7747 | tbd |  |  |  | JVB | 2.67 fins per inch | Foyer A1 |  | 123456789 | Hydronic Supply |  |  |  |  | 123456789 | Aug. 29, 2011 | none | Linked Revit Model : Duplex_A 08-29-2011.rvt | 0.000000 | Foyer A1 | $30/foot |  | n/a | Radiators | Baked Enamel | A | Aluminum | JVB | 14 inches | see plans | 5-5/16" | 2011 | Rectangular | n/a | tbd | tbd | tbd | Sterling | 23.75.70.17.11 | [21 empty] | 1.000000 | [45 empty] | 0.002119 | [5 empty] | 275.804376 | [67 empty] | none | JVB | 0.355600 | 0.041010 | 15700 | Original Foyer unit | n/a | 54031.440084 | D3090900 | Level 1 | 0.019000 | 0.101600 | none | 65.000000 | Misc. Other HVAC Systems & Equipment | 16468.782938
127046 | A101 | 5 years |  | 629670 | New Construction | n/a | tbd |  | FIXED | Hydronic Supply Unit A,Hydronic Return Unit A | 15700 | 154907 |  |  |  | 127045 |  | 127039 | Internet | 25 | 25mm | 127065,127067,127069,127071,127073,127075,127077,154923,155016,155017,155018,155019,155020 | 0hSmsgcab0y8GsbRRLS8AX | White | 33 | M_Radiator - Hosted:25:25:629670 |  | Aug. 29, 2011 | 127046 | tbd |  |  |  | JVB | 2.67 fins per inch | Foyer A2 |  | 123456789 | Hydronic Supply |  |  |  |  | 123456789 | Aug. 29, 2011 | none | Linked Revit Model : Duplex_A 08-29-2011.rvt | 0.000000 | Foyer A2 | $30/foot |  | n/a | Radiators | Baked Enamel | A | Aluminum | JVB | 14 inches | see plans | 5-5/16" | 2011 | Rectangular | n/a | tbd | tbd | tbd | Sterling | 23.75.70.17.11 | [21 empty] | 1.000000 | [45 empty] | 0.002119 | [5 empty] | 275.804376 | [67 empty] | none | JVB | 0.355600 | 0.041010 | 15700 | Added Foyer unit | n/a | 54031.440084 | D3090900 | Level 1 | 0.101600 | 0.101600 | none | 65.000000 | Misc. Other HVAC Systems & Equipment | 16468.782938
7369 | A102 | 5 years |  | 536919 | New Construction | n/a | tbd |  | FIXED | Hydronic Supply Unit A,Hydronic Return Unit A | 15700 | 154908 |  |  |  | 7368 |  | 7362 | Internet | 25 | 25mm | 7389,7391,7393,7395,7397,7399,7401,154924,155016,155017,155018,155019,155020 | 300Pty59r6xB$nuduvUeBQ | White | 33 | M_Radiator - Hosted:25:25:536919 |  | Aug. 29, 2011 | 7369 | tbd |  |  |  | JVB | 2.67 fins per inch | LR A1 |  | 123456789 | Hydronic Supply |  |  |  |  | 123456789 | Aug. 29, 2011 | none | Linked Revit Model : Duplex_A 08-29-2011.rvt | 0.000000 | LR A1 | $30/foot |  | n/a | Radiators | Baked Enamel | A | Aluminum | JVB | 14 inches | see plans | 5-5/16" | 2011 | Rectangular | n/a | tbd | tbd | tbd | Sterling | 23.75.70.17.11 | [21 empty] | 1.360000 | [45 empty] | 0.002825 | [5 empty] | 375.086880 | [67 empty] | none | JVB | 0.355600 | 0.041010 | 15700 | Original LR Unit A | n/a | 73482.758514 | D3090900 | Level 1 | 0.019000 | 0.101600 | none | 65.000000 | Misc. Other HVAC Systems & Equipment | 16468.782938
127088 | A102 | 5 years |  | 630326 | New Construction | n/a | tbd |  | FIXED | Hydronic Supply Unit A,Hydronic Return Unit A | 15700 | 154908 |  |  |  | 127087 |  | 127081 | Internet | 25 | 25mm | 127108,127110,127112,127114,127116,127118,127120,154924,155016,155017,155018,155019,155020 | 1rqSTDTKn0F9ZiZcVJK6c9 | White | 33 | M_Radiator - Hosted:25:25:630326 |  | Aug. 29, 2011 | 127088 | tbd |  |  |  | JVB | 2.67 fins per inch | LR A2 |  | 123456789 | Hydronic Supply |  |  |  |  | 123456789 | Aug. 29, 2011 | None | Linked Revit Model : Duplex_A 08-29-2011.rvt | 0.000000 | LR A2 | $30/foot |  | n/a | Radiators | Baked Enamel | A | Aluminum | JVB | 14 inches | see plans | 5-5/16" | 2011 | Rectangular | n/a | tbd | tbd | tbd | Sterling | 23.75.70.17.11 | [21 empty] | 1.360000 | [45 empty] | 0.002825 | [5 empty] | 375.086880 | [67 empty] | none | JVB | 0.355600 | 0.041010 | 15700 | Added LR Unit A | n/a | 73482.758514 | D3090900 | Level 1 | 0.101600 | 0.101600 | none | 65.000000 | Misc. Other HVAC Systems & Equipment | 16468.782938
19618 | A104 | 5 years |  | 548240 | New Construction | n/a | tbd |  | FIXED | Hydronic Supply Unit A,Hydronic Return Unit A | 15700 | 154909 |  |  |  | 19617 |  | 19611 | Internet | 25 | 25mm | 19638,19640,19642,19644,19646,19648,19650,154930,155016,155017,155018,155019,155020 | 13kXneVBL8egWoGKRJw7Uw | White | 33 | M_Radiator - Hosted:25:25:548240 |  | Aug. 29, 2011 | 19618 | tbd |  |  |  | JVB | 2.67 fins per inch | BthRm 1A |  | 123456789 | Hydronic Supply |  |  |  |  | 123456789 | Aug. 29, 2011 | None | Linked Revit Model : Duplex_A 08-29-2011.rvt | 0.000000 | BthRm 1A | $30/foot |  | n/a | Radiators | Baked Enamel | A | Aluminum | JVB | 14 inches | see plans | 5-5/16" | 2011 | Rectangular | n/a | tbd | tbd | tbd | Sterling | 23.75.70.17.11 | [21 empty] | 0.500000 | [45 empty] | 0.001413 | [5 empty] | 137.891520 | [67 empty] | none | JVB | 0.355600 | 0.041010 | 15700 | None | n/a | 27015.720042 | D3090900 | Level 1 | 0.019000 | 0.101600 | none | 65.000000 | Misc. Other HVAC Systems & Equipment | 16468.782938
37633 | B203 | 5 years |  | 557517 | New Construction | n/a | tbd |  | FIXED | Hydronic Supply Unit B,Hydronic Return Unit B | 15700 | 154910 |  |  |  | 37632 |  | 37626 | Internet | 25 | 25mm | 37653,37655,37657,37659,37661,37663,37665,154922,155016,155017,155018,155019,155020 | 1jQu9wkdr0iwNuem13Fl5j | White | 33 | M_Radiator - Hosted:25:25:557517 |  | Aug. 29, 2011 | 37633 | tbd |  |  |  | JVB | 2.67 fins per inch | BR 2B1 |  | 123456789 | Hydronic Supply |  |  |  |  | 123456789 | Aug. 29, 2011 | None | Orphaned | 0.000000 | BR 2B1 | $30/foot |  | n/a | Radiators | Baked Enamel | A | Aluminum | JVB | 14 inches | see plans | 5-5/16" | 2011 | Rectangular | n/a | tbd | tbd | tbd | Sterling | 23.75.70.17.11 | [21 empty] | 1.150000 | [45 empty] | 0.002825 | [5 empty] | 317.174880 | [67 empty] | none | JVB | 0.355600 | 0.041010 | 15700 | Shortened Unit | n/a | 62136.156096 | D3090900 | Level 2 | 0.101600 | 0.101600 | none | 65.000000 | Misc. Other HVAC Systems & Equipment | 16468.782938
143417 | B203 | 5 years |  | 633263 | New Construction | n/a | tbd |  | FIXED | Hydronic Supply Unit B,Hydronic Return Unit B | 15700 | 154910 |  |  |  | 143416 |  | 143410 | Internet | 25 | 25mm | 143437,143439,143441,143443,143445,143447,143449,154922,155016,155017,155018,155019,155020 | 1hCXRdhUr7OhfQKfqcarOH | White | 33 | M_Radiator - Hosted:25:25:633263 |  | Aug. 29, 2011 | 143417 | tbd |  |  |  | JVB | 2.67 fins per inch | BR 2B2 |  | 123456789 | Hydronic Supply |  |  |  |  | 123456789 | Aug. 29, 2011 | None | Linked Revit Model : Duplex_A 08-29-2011.rvt | 0.000000 | BR 2B2 | $30/foot |  | n/a | Radiators | Baked Enamel | A | Aluminum | JVB | 14 inches | see plans | 5-5/16" | 2011 | Rectangular | n/a | tbd | tbd | tbd | Sterling | 23.75.70.17.11 | [21 empty] | 1.150000 | [45 empty] | 0.002825 | [5 empty] | 317.174880 | [67 empty] | none | JVB | 0.355600 | 0.041010 | 15700 | Added Unit | n/a | 62136.156096 | D3090900 | Level 2 | 0.101600 | 0.101600 | none | 65.000000 | Misc. Other HVAC Systems & Equipment | 16468.782938
7704 | A202 | 5 years |  | 538562 | New Construction | n/a | tbd |  | FIXED | Hydronic Supply Unit A,Hydronic Return Unit A | 15700 | 154911 |  |  |  | 7703 |  | 7697 | Internet | 25 | 25mm | 7724,7726,7728,7730,7732,7734,7736,154925,155016,155017,155018,155019,155020 | 300Pty59r6xB$nuduvUeHF | White | 33 | M_Radiator - Hosted:25:25:538562 |  | Aug. 29, 2011 | 7704 | tbd |  |  |  | JVB | 2.67 fins per inch | BR 1 Unit A |  | 123456789 | Hydronic Supply |  |  |  |  | 123456789 | Aug. 29, 2011 | None | Linked Revit Model : Duplex_A 08-29-2011.rvt | 0.000000 | BR 1 Unit A | $30/foot |  | n/a | Radiators | Baked Enamel | A | Aluminum | JVB | 14 inches | see plans | 5-5/16" | 2011 | Rectangular | n/a | tbd | tbd | tbd | Sterling | 23.75.70.17.11 | [21 empty] | 2.210000 | [45 empty] | 0.004944 | [5 empty] | 609.600000 | [67 empty] | none | JVB | 0.355600 | 0.041010 | 15700 | Lengthened Element | n/a | 119409.482585 | D3090900 | Level 2 | 0.101600 | 0.101600 | none | 65.000000 | Misc. Other HVAC Systems & Equipment | 16468.782938
37676 | B201 | 5 years |  | 557519 | New Construction | n/a | tbd |  | FIXED | Hydronic Supply Unit B,Hydronic Return Unit B | 15700 | 154912 |  |  |  | 37675 |  | 37669 | Internet | 25 | 25mm | 37695,37697,37699,37701,37703,37705,37707,154923,155016,155017,155018,155019,155020 | 1jQu9wkdr0iwNuem13Fl5l | White | 33 | M_Radiator - Hosted:25:25:557519 |  | Aug. 29, 2011 | 37676 | tbd |  |  |  | JVB | 2.67 fins per inch | Hallway B1 |  | 123456789 | Hydronic Supply |  |  |  |  | 123456789 | Aug. 29, 2011 | None | Orphaned | 0.000000 | Hallway B1 | $30/foot |  | n/a | Radiators | Baked Enamel | A | Aluminum | JVB | 14 inches | see plans | 5-5/16" | 2011 | Rectangular | n/a | tbd | tbd | tbd | Sterling | 23.75.70.17.11 | [21 empty] | 1.000000 | [45 empty] | 0.002119 | [5 empty] | 275.804376 | [67 empty] | none | JVB | 0.355600 | 0.041010 | 15700 | Shortened to 1.0 m | n/a | 54031.440084 | D3090900 | Level 2 | 0.020168 | 0.101600 | none | 65.000000 | Misc. Other HVAC Systems & Equipment | 16468.782938
46193 | B204 | 5 years |  | 557628 | New Construction | n/a | tbd |  | FIXED | Hydronic Supply Unit B,Hydronic Return Unit B | 15700 | 154913 |  |  |  | 46192 |  | 46186 | Internet | 25 | 25mm | 46213,46215,46217,46219,46221,46223,46225,154938,155016,155017,155018,155019,155020 | 1jQu9wkdr0iwNuem13FlAS | White | 33 | M_Radiator - Hosted:25:25:557628 |  | Aug. 29, 2011 | 46193 | tbd |  |  |  | JVB | 2.67 fins per inch | BthRm 2B |  | 123456789 | Hydronic Supply |  |  |  |  | 123456789 | Aug. 29, 2011 | None | Linked Revit Model : Duplex_A 08-29-2011.rvt | 0.000000 | BthRm 2B | $30/foot |  | n/a | Radiators | Baked Enamel | A | Aluminum | JVB | 14 inches | see plans | 5-5/16" | 2011 | Rectangular | n/a | tbd | tbd | tbd | Sterling | 23.75.70.17.11 | [21 empty] | 0.500000 | [45 empty] | 0.001413 | [5 empty] | 137.900664 | [67 empty] | none | JVB | 0.355600 | 0.041010 | 15700 | Shortened Unit | n/a | 27015.720042 | D3090900 | Level 2 | 0.019000 | 0.101600 | none | 65.000000 | Misc. Other HVAC Systems & Equipment | 16468.782938
37587 | B205 | 20 years |  | 557516 | New Construction | n/a | tbd |  | FIXED | Hydronic Supply Unit B,Hydronic Return Unit B,Unit B Natural Gas,Unit B Mechanical Exhaust Air | 15500 | 154914 |  | Level 2 |  | 37586 |  | 37580 | Internet | 147 kW | 155 | 37612,37614,37616,37618,37620,37622,154921,155004,155005,155006,155007,155008 | 1jQu9wkdr0iwNuem13Fl5i | White | 33 | M_Hot Water Boiler - 59-440 kW:147 kW:147 kW:557516 |  | Aug. 29, 2011 | 37587 | tbd |  |  |  | Ultra 155 | Cast Aluminum Block | B-1B |  | 123456789 | Hydronic Supply,Other,Power,Exhaust Air |  |  |  |  | 123456789 | Aug. 29, 2011 | None | Level : Level 2 | 0.019000 | B 1B | $4000 |  | n/a | Hot Water Heat Generators | Shell | A | Various | Ultra 155 | 1092 mm | 584 mm | 559 mm | 2011 | Rectangular | n/a | tbd | tbd | tbd | Weil-McLain | 23.75.10.11.14 | [141 empty] | none | Ultra 155 |  |  | 15500 | Gas and Exhaust flow data is approximate | none |  | D3020100 |  |  |  | n/a | 4000.000000 | Boilers |  | 0.131234 | 2238.893367 | 0.041010 | 0.410105 | 0.203000 | 0.141259 | 0.305000 | 0.094000 | 4206.240000 | 0.025427 | 346705.554522 | 488681.532919 | 0.015538 | 518.160000 | Heating | <unnamed> | 3 | 0.065617 | 0.254000 | 0.820210 | 0.102000 | 0.082021 | 0.203000 | 0.065617 | 0.131234 | 0.560000 | 0.965000 | 0.610000 | 0.127000 | 0.228800 | 0.280000 | 1571530.920840
20313 | A204 | 5 years |  | 549304 | New Construction | n/a | tbd |  | FIXED | Hydronic Supply Unit A,Hydronic Return Unit A | 15700 | 154915 |  |  |  | 20312 |  | 20306 | Internet | 25 | 25mm | 20333,20335,20337,20339,20341,20343,20345,154931,155016,155017,155018,155019,155020 | 13kXneVBL8egWoGKRJw4kI | White | 33 | M_Radiator - Hosted:25:25:549304 |  | Aug. 29, 2011 | 20313 | tbd |  |  |  | JVB | 2.67 fins per inch | BthRm 2A |  | 123456789 | Hydronic Supply |  |  |  |  | 123456789 | Aug. 29, 2011 | None | Linked Revit Model : Duplex_A 08-29-2011.rvt | 0.000000 | BthRm 2A | $30/foot |  | n/a | Radiators | Baked Enamel | A | Aluminum | JVB | 14 inches | see plans | 5-5/16" | 2011 | Rectangular | n/a | tbd | tbd | tbd | Sterling | 23.75.70.17.11 | [21 empty] | 0.500000 | [45 empty] | 0.001413 | [5 empty] | 137.891520 | [67 empty] | none | JVB | 0.355600 | 0.041010 | 15700 | Shortened to 0.5 m | n/a | 27015.720042 | D3090900 | Level 1 | 3.119000 | 0.101600 | none | 65.000000 | Misc. Other HVAC Systems & Equipment | 16468.782938
6246 | A205 | 20 years |  | 530072 | New Construction | n/a | tbd |  | FIXED | Hydronic Return Unit A,Hydronic Supply Unit A,Unit A Natural Gas,Unit A Mechanical Exhaust Air | 15500 | 154916 |  | Level 2 |  | 6245 |  | 6239 | Internet | 147 kW | 155 | 6333,6335,6337,6339,6341,6343,154921,155004,155005,155006,155007,155008 | 10k69mF8j4eeUjUpzCXCG7 | White | 33 | M_Hot Water Boiler - 59-440 kW:147 kW:147 kW:530072 |  | Aug. 29, 2011 | 6246 | tbd |  |  |  | Ultra 155 | Cast Aluminum Block | B 1A |  | 123456789 | Hydronic Supply,Other,Power,Exhaust Air |  |  |  |  | 123456789 | Aug. 29, 2011 | None | Level : Level 2 | 0.019000 | B 1A | $4000 |  | n/a | Hot Water Heat Generators | Shell | A | Various | Ultra 155 | 1092 mm | 584 mm | 559 mm | 2011 | Rectangular | n/a | tbd | tbd | tbd | Weil-McLain | 23.75.10.11.14 | [141 empty] | none | Ultra 155 |  |  | 15500 | Gas and Exhaust flow data is approximate | none |  | D3020100 |  |  |  | n/a | 4000.000000 | Boilers |  | 0.131234 | 2238.893367 | 0.041010 | 0.410105 | 0.203000 | 0.141259 | 0.305000 | 0.094000 | 4206.240000 | 0.025427 | 346705.554522 | 488681.532919 | 0.015538 | 518.160000 | Heating | <unnamed> | 3 | 0.065617 | 0.254000 | 0.820210 | 0.102000 | 0.082021 | 0.203000 | 0.065617 | 0.131234 | 0.560000 | 0.965000 | 0.610000 | 0.127000 | 0.228800 | 0.280000 | 1571530.920840
7034 | A201 | 5 years |  | 536357 | New Construction | n/a | tbd |  | FIXED | Hydronic Supply Unit A,Hydronic Return Unit A | 15700 | 154917 |  |  |  | 7033 |  | 7027 | Internet | 25 | 25mm | 7054,7056,7058,7060,7062,7064,7066,154923,155016,155017,155018,155019,155020 | 10k69mF8j4eeUjUpzCXFsw | White | 33 | M_Radiator - Hosted:25:25:536357 |  | Aug. 29, 2011 | 7034 | tbd |  |  |  | JVB | 2.67 fins per inch | Hallway A1 |  | 123456789 | Hydronic Supply |  |  |  |  | 123456789 | Aug. 29, 2011 | None | Linked Revit Model : Duplex_A 08-29-2011.rvt | 0.000000 | Hallway A1 | $30/foot |  | n/a | Radiators | Baked Enamel | A | Aluminum | JVB | 14 inches | see plans | 5-5/16" | 2011 | Rectangular | n/a | tbd | tbd | tbd | Sterling | 23.75.70.17.11 | [21 empty] | 1.000000 | [45 empty] | 0.002119 | [5 empty] | 275.804376 | [67 empty] | none | JVB | 0.355600 | 0.041010 | 15700 | Shortened to 1.0 m | n/a | 54031.440084 | D3090900 | Level 2 | 0.101600 | 0.101600 | none | 65.000000 | Misc. Other HVAC Systems & Equipment | 16468.782938
6651 | A203 | 5 years |  | 535063 | New Construction | n/a | tbd |  | FIXED | Hydronic Supply Unit A,Hydronic Return Unit A | 15700 | 154918 |  |  |  | 6650 |  | 6644 | Internet | 25 | 25mm | 6714,6716,6718,6720,6722,6724,6726,154922,155016,155017,155018,155019,155020 | 10k69mF8j4eeUjUpzCXFY8 | White | 33 | M_Radiator - Hosted:25:25:535063 |  | Aug. 29, 2011 | 6651 | tbd |  |  |  | JVB | 2.67 fins per inch | BR 2A1 |  | 123456789 | Hydronic Supply |  |  |  |  | 123456789 | Aug. 29, 2011 | None | Linked Revit Model : Duplex_A 08-29-2011.rvt | 0.000000 | BR 2A1 | $30/foot |  | n/a | Radiators | Baked Enamel | A | Aluminum | JVB | 14 inches | see plans | 5-5/16" | 2011 | Rectangular | n/a | tbd | tbd | tbd | Sterling | 23.75.70.17.11 | [21 empty] | 1.150000 | [45 empty] | 0.002825 | [5 empty] | 317.174880 | [67 empty] | none | JVB | 0.355600 | 0.041010 | 15700 | Original shortened to 1.15 m | n/a | 62136.156096 | D3090900 | Level 2 | 0.019000 | 0.101600 | none | 65.000000 | Misc. Other HVAC Systems & Equipment | 16468.782938
131877 | A203 | 5 years |  | 631726 | New Construction | n/a | tbd |  | FIXED | Hydronic Supply Unit A,Hydronic Return Unit A | 15700 | 154918 |  |  |  | 131876 |  | 131870 | Internet | 25 | 25mm | 131897,131899,131901,131903,131905,131907,131909,154922,155016,155017,155018,155019,155020 | 0csELfVbnEMfYStVNn5IpD | White | 33 | M_Radiator - Hosted:25:25:631726 |  | Aug. 29, 2011 | 131877 | tbd |  |  |  | JVB | 2.67 fins per inch | BR 2A2 |  | 123456789 | Hydronic Supply |  |  |  |  | 123456789 | Aug. 29, 2011 | None | Linked Revit Model : Duplex_A 08-29-2011.rvt | 0.000000 | BR 2A2 | $30/foot |  | n/a | Radiators | Baked Enamel | A | Aluminum | JVB | 14 inches | see plans | 5-5/16" | 2011 | Rectangular | n/a | tbd | tbd | tbd | Sterling | 23.75.70.17.11 | [21 empty] | 1.150000 | [45 empty] | 0.002825 | [5 empty] | 317.174880 | [67 empty] | none | JVB | 0.355600 | 0.041010 | 15700 | Added unit | n/a | 62136.156096 | D3090900 | Level 2 | 0.101600 | 0.101600 | none | 65.000000 | Misc. Other HVAC Systems & Equipment | 16468.782938
37761 | B202 | 5 years |  | 557522 | New Construction | n/a | tbd |  | FIXED | Hydronic Supply Unit B,Hydronic Return Unit B | 15700 | 154919 |  |  |  | 37760 |  | 37754 | Internet | 25 | 25mm | 37781,37783,37785,37787,37789,37791,37793,154925,155016,155017,155018,155019,155020 | 1jQu9wkdr0iwNuem13Fl5o | White | 33 | M_Radiator - Hosted:25:25:557522 |  | Aug. 29, 2011 | 37761 | tbd |  |  |  | JVB | 2.67 fins per inch | BR 1 Unit B |  | 123456789 | Hydronic Supply |  |  |  |  | 123456789 | Aug. 29, 2011 | None | Orphaned | 0.000000 | BR 1 Unit B | $30/foot |  | n/a | Radiators | Baked Enamel | A | Aluminum | JVB | 14 inches | see plans | 5-5/16" | 2011 | Rectangular | n/a | tbd | tbd | tbd | Sterling | 23.75.70.17.11 | [21 empty] | 2.210000 | [45 empty] | 0.004944 | [5 empty] | 609.600000 | [67 empty] | none | JVB | 0.355600 | 0.041010 | 15700 | Lengthened Unit | n/a | 119409.482585 | D3090900 | Level 2 | 0.019000 | 0.101600 | none | 65.000000 | Misc. Other HVAC Systems & Equipment | 16468.782938
61174 | B205 | 20 years | 1 | 579237 | New Construction | n/a | tbd |  | FIXED | Hydronic Supply Unit B | 15200 | 154914 |  | Level 2 |  | 61173 |  | 61167 | Internet | 50 mm | 50 mm-50 mm | 61193,61195,61197,61199,61201,61203,61205,154941,155021,155022,155023,155024 | 2lNhgfRZ1DQuhMBHCrJyWK | Bronze | 33 | M_Ball Valve - 50-150 mm:50 mm:50 mm:579237 |  | Aug. 29, 2011 | 61174 | tbd |  | 0.082021 | 0.164042 | 32-208 | Chromium Plated Ball | V B1 |  | 123456789 | Hydronic Supply | Ball Valve Full Port Full Open |  | T |  | 123456789 | Aug. 29, 2011 | None | Level : Level 2 | 0.138099 | V B1 | $50 |  | n/a | Adjusting/Controlling Valves for Liquid Services | Bronze Body | A | Bronze | 32-208 | 89 mm | 165 mm | 63.5 mm | 2011 | Odd | n/a | tbd | tbd | tbd | Apollo | 23.65.55.14.17 | [32 empty] | 0.092000 | [10 empty] | 0.044500 | 0.142400 | [96 empty] | Solder End Bronze Ball Valve | 32-208 |  |  | 15200 | Inline Ball Valve | none |  | D3040400 |  |  |  | n/a | 50.000000 | Hot Water Distribution | [33 empty] | 0.016500 | 0.005000 | 0.007500 | 0.027500 | 0.044500 | 0.010000 | 0.015000 | 0.025000 | 0.127000 | 0.229000 | 0.027500 | 0.071500 | 0.178000 | 0.055000 | 0.040000 | 0.017800 | 0.080000 | 0.008250 | 0.350000
61216 | B205 | 20 years | 5 | 579260 | New Construction | n/a | tbd |  | FIXED | Hydronic Supply Unit B | 15200 | 154914 |  | Level 2 |  | 61215 |  | 61209 | Internet | 50 mm | 50 mm-50 mm | 61234,61236,61238,61240,61242,61244,61246,154941,155021,155022,155023,155024 | 2lNhgfRZ1DQuhMBHCrJyWD | Bronze | 33 | M_Ball Valve - 50-150 mm:50 mm:50 mm:579260 |  | Aug. 29, 2011 | 61216 | tbd |  | 0.082021 | 0.164042 | 32-208 | Chromium Plated Ball | V B2 |  | 123456789 | Hydronic Supply | Ball Valve Full Port Full Open |  | T |  | 123456789 | Aug. 29, 2011 | None | Level : Level 2 | 0.375500 | V B2 | $50 |  | n/a | Adjusting/Controlling Valves for Liquid Services | Bronze Body | A | Bronze | 32-208 | 89 mm | 165 mm | 63.5 mm | 2011 | Odd | n/a | tbd | tbd | tbd | Apollo | 23.65.55.14.17 | [32 empty] | 0.092000 | [10 empty] | 0.044500 | 0.142400 | [96 empty] | Solder End Bronze Ball Valve | 32-208 |  |  | 15200 | Inline Ball Valve | none |  | D3040400 |  |  |  | n/a | 50.000000 | Hot Water Distribution | [33 empty] | 0.016500 | 0.005000 | 0.007500 | 0.027500 | 0.044500 | 0.010000 | 0.015000 | 0.025000 | 0.127000 | 0.229000 | 0.027500 | 0.071500 | 0.178000 | 0.055000 | 0.040000 | 0.017800 | 0.080000 | 0.008250 | 0.350000
84050 | B205 | 20 years | 1 | 591225 | New Construction | n/a | tbd |  | FIXED | Hydronic Supply Unit B | 15520 | 154914 |  | Level 2 |  | 84049 |  | 84043 | Internet | 25 mm | 25 mm-25 mm | 84149,84151,84153,84155,84157,84159,84161,154951,155029,155030,155031,155032 | 1LtcpI2_z96RTwNHGZGH5y | Bronze | 33 | M_Backflow Preventer_ DCW to Hydronic Supply_15-50 mm_:25 mm:25 mm:591225 |  | Aug. 29, 2011 | 84050 | tbd |  | 0.041010 | 0.082021 | DCLF40 | top-mounted test cocks | BFP 1B |  | 123456789 | Hydronic Supply | Swing Check Valve Threaded |  | T |  | 123456789 | Aug. 29, 2011 | None | Level : Level 2 | 0.530900 | BFP 1B | $150 |  | n/a | Non-Return Valves for Liquid Services | Bronze Body | A | Bronze | DCLF40 | 146 mm | 356 mm | 79.4 mm | 2011 | Odd | n/a | tbd | tbd | tbd | Apollo | 23.65.55.14.21 |  | 45.000000 | [19 empty] | 0.128072 | [15 empty] | 0.001601 | 0.019211 | 0.012807 | 0.051229 | 0.006404 |  | 0.025400 | 0.025400 | 0.006350 | [27 empty] | 2103.120000 | [67 empty] | Corrosion Resistant | DCLF40 |  |  | 15200 | Make-up Point 1 | none |  | D3040400 |  |  |  | n/a | 150.000000 | Hot Water Distribution | [30 empty] | 0.025400 | [14 empty] | 0.245000 | [6 empty] | 0.024750 | 0.015000 | 0.033000 | 0.006750 | 0.003750 | 0.006000 | 0.003750 | 0.009000 | 0.033000 | 0.031350 | 0.011250 | 0.013500 | 0.038100 | 0.011206 | 0.045000 | 0.060000 | 0.020250 | 0.002250 | 0.015000 | 0.007500 | 45.000000 | 0.360000 | 0.030000 | 0.116000 | 0.098000 | 0.062000
84355 | B205 | 20 years | 5 | 593194 | New Construction | n/a | tbd |  | FIXED | Hydronic Supply Unit B | 15520 | 154914 |  | Level 2 |  | 84354 |  | 84348 | Internet | 25 mm | 25 mm-25 mm | 84374,84376,84378,84380,84382,84384,84386,154951,155029,155030,155031,155032 | 1LtcpI2_z96RTwNHGZGHal | Bronze | 33 | M_Backflow Preventer_ DCW to Hydronic Supply_15-50 mm_:25 mm:25 mm:593194 |  | Aug. 29, 2011 | 84355 | tbd |  | 0.041010 | 0.082021 | DCLF40 | top-mounted test cocks | BFP 2B |  | 123456789 | Hydronic Supply | Swing Check Valve Threaded |  | T |  | 123456789 | Aug. 29, 2011 | None | Level : Level 2 | 0.273006 | BFP 2B | $150 |  | n/a | Non-Return Valves for Liquid Services | Bronze Body | A | Bronze | DCLF40 | 146 mm | 356 mm | 79.4 mm | 2011 | Odd | n/a | tbd | tbd | tbd | Apollo | 23.65.55.14.21 |  | 45.000000 | [19 empty] | 0.128072 | [15 empty] | 0.001601 | 0.019211 | 0.012807 | 0.051229 | 0.006404 |  | 0.025400 | 0.025400 | 0.006350 | [27 empty] | 2103.120000 | [67 empty] | Corrosion Resistant | DCLF40 |  |  | 15200 | Make-up Point 2 | none |  | D3040400 |  |  |  | n/a | 150.000000 | Hot Water Distribution | [30 empty] | 0.025400 | [14 empty] | 0.245000 | [6 empty] | 0.024750 | 0.015000 | 0.033000 | 0.006750 | 0.003750 | 0.006000 | 0.003750 | 0.009000 | 0.033000 | 0.031350 | 0.011250 | 0.013500 | 0.038100 | 0.011206 | 0.045000 | 0.060000 | 0.020250 | 0.002250 | 0.015000 | 0.007500 | 45.000000 | 0.360000 | 0.030000 | 0.116000 | 0.098000 | 0.062000
56240 | A205 | 20 years | 5 | 578433 | New Construction | n/a | tbd |  | FIXED | Hydronic Return Unit A | 15200 | 154916 |  | Level 2 |  | 56239 |  | 56233 | Internet | 50 mm | 50 mm-50 mm | 56322,56324,56326,56328,56330,56332,56334,154941,155021,155022,155023,155024 | 09MuOLFfP2PBERh1jIFpCE | Bronze | 33 | M_Ball Valve - 50-150 mm:50 mm:50 mm:578433 |  | Aug. 29, 2011 | 56240 | tbd |  | 0.082021 | 0.164042 | 32-208 | Chromium Plated Ball | V A2 |  | 123456789 | Hydronic Supply | Ball Valve Full Port Full Open |  | T |  | 123456789 | Aug. 29, 2011 | None | Level : Level 2 | 0.142057 | V A2 | $50 |  | n/a | Adjusting/Controlling Valves for Liquid Services | Bronze Body | A | Bronze | 32-208 | 89 mm | 165 mm | 63.5 mm | 2011 | Odd | n/a | tbd | tbd | tbd | Apollo | 23.65.55.14.17 | [32 empty] | 0.092000 | [10 empty] | 0.044500 | 0.142400 | [96 empty] | Solder End Bronze Ball Valve | 32-208 |  |  | 15200 | Inline Ball Valve | none |  | D3040400 |  |  |  | n/a | 50.000000 | Hot Water Distribution | [33 empty] | 0.016500 | 0.005000 | 0.007500 | 0.027500 | 0.044500 | 0.010000 | 0.015000 | 0.025000 | 0.127000 | 0.229000 | 0.027500 | 0.071500 | 0.178000 | 0.055000 | 0.040000 | 0.017800 | 0.080000 | 0.008250 | 0.350000
57277 | A205 | 20 years | 5 | 578607 | New Construction | n/a | tbd |  | FIXED | Hydronic Return Unit A | 15200 | 154916 |  | Level 2 |  | 57276 |  | 57270 | Internet | 50 mm | 50 mm-50 mm | 57295,57297,57299,57301,57303,57305,57307,154941,155021,155022,155023,155024 | 09MuOLFfP2PBERh1jIFpIW | Bronze | 33 | M_Ball Valve - 50-150 mm:50 mm:50 mm:578607 |  | Aug. 29, 2011 | 57277 | tbd |  | 0.082021 | 0.164042 | 32-208 | Chromium Plated Ball | V A1 |  | 123456789 | Hydronic Supply | Ball Valve Full Port Full Open |  | T |  | 123456789 | Aug. 29, 2011 | None | Level : Level 2 | 0.371325 | V A1 | $50 |  | n/a | Adjusting/Controlling Valves for Liquid Services | Bronze Body | A | Bronze | 32-208 | 89 mm | 165 mm | 63.5 mm | 2011 | Odd | n/a | tbd | tbd | tbd | Apollo | 23.65.55.14.17 | [32 empty] | 0.092000 | [10 empty] | 0.044500 | 0.142400 | [96 empty] | Solder End Bronze Ball Valve | 32-208 |  |  | 15200 | Inline Ball Valve | none |  | D3040400 |  |  |  | n/a | 50.000000 | Hot Water Distribution | [33 empty] | 0.016500 | 0.005000 | 0.007500 | 0.027500 | 0.044500 | 0.010000 | 0.015000 | 0.025000 | 0.127000 | 0.229000 | 0.027500 | 0.071500 | 0.178000 | 0.055000 | 0.040000 | 0.017800 | 0.080000 | 0.008250 | 0.350000
85270 | A205 | 20 years | 5 | 593973 | New Construction | n/a | tbd |  | FIXED | Hydronic Return Unit A | 15520 | 154916 |  | Level 2 |  | 85269 |  | 85262 | Internet | 25 mm | 25 mm-25 mm | 85289,85291,85293,85295,85297,85299,85301,154951,155029,155030,155031,155032 | 2gWwY8cwDExg6tt0HBFvQn | Bronze | 33 | M_Backflow Preventer_ DCW to Hydronic Supply_15-50 mm_:25 mm:25 mm:593973 |  | Aug. 29, 2011 | 85270 | tbd |  | 0.041010 | 0.082021 | DCLF40 | top-mounted test cocks | BFP 1A |  | 123456789 | Hydronic Supply | Swing Check Valve Threaded |  | T |  | 123456789 | Aug. 29, 2011 | None | Level : Level 2 | 0.411895 | BFP 1A | $150 |  | n/a | Non-Return Valves for Liquid Services | Bronze Body | A | Bronze | DCLF40 | 146 mm | 356 mm | 79.4 mm | 2011 | Odd | n/a | tbd | tbd | tbd | Apollo | 23.65.55.14.21 |  | 45.000000 | [19 empty] | 0.128072 | [15 empty] | 0.001601 | 0.019211 | 0.012807 | 0.051229 | 0.006404 |  | 0.025400 | 0.025400 | 0.006350 | [27 empty] | 2103.120000 | [67 empty] | Corrosion Resistant | DCLF40 |  |  | 15200 | Make-up Point 1 | none |  | D3040400 |  |  |  | n/a | 150.000000 | Hot Water Distribution | [30 empty] | 0.025400 | [14 empty] | 0.245000 | [6 empty] | 0.024750 | 0.015000 | 0.033000 | 0.006750 | 0.003750 | 0.006000 | 0.003750 | 0.009000 | 0.033000 | 0.031350 | 0.011250 | 0.013500 | 0.038100 | 0.011206 | 0.045000 | 0.060000 | 0.020250 | 0.002250 | 0.015000 | 0.007500 | 45.000000 | 0.360000 | 0.030000 | 0.116000 | 0.098000 | 0.062000
85312 | A205 | 20 years | 5 | 594130 | New Construction | n/a | tbd |  | FIXED | Hydronic Return Unit A | 15520 | 154916 |  | Level 2 |  | 85311 |  | 85305 | Internet | 25 mm | 25 mm-25 mm | 85331,85333,85335,85337,85339,85341,85343,154951,155029,155030,155031,155032 | 2gWwY8cwDExg6tt0HBFvPM | Bronze | 33 | M_Backflow Preventer_ DCW to Hydronic Supply_15-50 mm_:25 mm:25 mm:594130 |  | Aug. 29, 2011 | 85312 | tbd |  | 0.041010 | 0.082021 | DCLF40 | top-mounted test cocks | BFP 2A |  | 123456789 | Hydronic Supply | Swing Check Valve Threaded |  | T |  | 123456789 | Aug. 29, 2011 | None | Level : Level 2 | 0.338059 | BFP 2A | $150 |  | n/a | Non-Return Valves for Liquid Services | Bronze Body | A | Bronze | DCLF40 | 146 mm | 356 mm | 79.4 mm | 2011 | Odd | n/a | tbd | tbd | tbd | Apollo | 23.65.55.14.21 |  | 45.000000 | [19 empty] | 0.128072 | [15 empty] | 0.001601 | 0.019211 | 0.012807 | 0.051229 | 0.006404 |  | 0.025400 | 0.025400 | 0.006350 | [27 empty] | 2103.120000 | [67 empty] | Corrosion Resistant | DCLF40 |  |  | 15200 | Make-up Point 2 | none |  | D3040400 |  |  |  | n/a | 150.000000 | Hot Water Distribution | [30 empty] | 0.025400 | [14 empty] | 0.245000 | [6 empty] | 0.024750 | 0.015000 | 0.033000 | 0.006750 | 0.003750 | 0.006000 | 0.003750 | 0.009000 | 0.033000 | 0.031350 | 0.011250 | 0.013500 | 0.038100 | 0.011206 | 0.045000 | 0.060000 | 0.020250 | 0.002250 | 0.015000 | 0.007500 | 45.000000 | 0.360000 | 0.030000 | 0.116000 | 0.098000 | 0.062000
67719 | B205 | 10 years |  | 580717 | New Construction | n/a | tbd |  | FIXED | Hydronic Supply Unit B,Hydronic Return Unit B | 15700 | 154914 |  | Level 2 |  | 67718 |  | 67712 | Internet | 3.9 LPS - 0.8 Meter Head | 0014 | 67739,67741,67743,67745,67747,67749,154932,154995,154996,154997,154998,154999 | 2$dTH4D0v6UvzO4e0uyqX5 | Green | 33 | M_Inline Pump - Circulator:3.9 LPS - 0.8 Meter Head:3.9 LPS - 0.8 Meter Head:580717 |  | Aug. 29, 2011 | 67719 | tbd |  |  |  | 0014 | Compact, self-lubricating | P1B |  | 123456789 | Hydronic Supply,Power |  |  |  |  | 123456789 | Aug. 29, 2011 | None | Level : Level 2 | 0.094997 | P1B | $300 |  | n/a | Pumps | Cast Iron | A | Cast Iron | 0014 | 184 mm | 165 mm | 137 mm | 2011 | Odd | n/a | tbd | tbd | tbd | TACO | 23.60.30.21 | [41 empty] | 0.021348 |  | 0.344800 | 0.431000 | 0.062064 | [95 empty] | Cartridge Circulator | 0014 |  |  | 15700 | Unit B Circ Pump | None |  | D3040400 |  |  |  | None | 300.000000 | Hot Water Distribution |  |  | 1237.849698 | [12 empty] | Appliance - Dwelling Unit | <unnamed> | 1 | [12 empty] | 0.079150 |  | 5834.039446 | [30 empty] | 0.056432 | 0.072800 | [13 empty] | 0.065617 | 0.172244 | 0.035315 | 3250.000000 | 0.086122 | 0.131234 | 0.184000 | 0.171000 | 0.062064 | 0.152000 | 0.130000 | 0.102000 | 0.065617 | 0.131234 | 0.092000 | 0.085500 | 0.031032 | 0.051000
32595 | A205 | 10 years |  | 550094 | New Construction | n/a | tbd |  | FIXED | Hydronic Supply Unit A,Hydronic Return Unit A | 15700 | 154916 |  | Level 2 |  | 32594 |  | 32588 | Internet | 3.9 LPS - 0.8 Meter Head | 0014 | 32680,32682,32684,32686,32688,32690,154932,154995,154996,154997,154998,154999 | 13kXneVBL8egWoGKRJw4xa | Green | 33 | M_Inline Pump - Circulator:3.9 LPS - 0.8 Meter Head:3.9 LPS - 0.8 Meter Head:550094 |  | Aug. 29, 2011 | 32595 | tbd |  |  |  | 0014 | Compact, self-lubricating | P1A |  | 123456789 | Hydronic Supply,Power |  |  |  |  | 123456789 | Aug. 29, 2011 | None | Level : Level 2 | 0.088650 | P1A | $300 |  | n/a | Pumps | Cast Iron | A | Cast Iron | 0014 | 184 mm | 165 mm | 137 mm | 2011 | Odd | n/a | tbd | tbd | tbd | TACO | 23.60.30.21 | [41 empty] | 0.021348 |  | 0.344800 | 0.431000 | 0.062064 | [95 empty] | Cartridge Circulator | 0014 |  |  | 15700 | Unit A Circ Pump | None |  | D3040400 |  |  |  | None | 300.000000 | Hot Water Distribution |  |  | 1237.849698 | [12 empty] | Appliance - Dwelling Unit | <unnamed> | 1 | [12 empty] | 0.079150 |  | 5834.039446 | [30 empty] | 0.056432 | 0.072800 | [13 empty] | 0.065617 | 0.172244 | 0.035315 | 3250.000000 | 0.086122 | 0.131234 | 0.184000 | 0.171000 | 0.062064 | 0.152000 | 0.130000 | 0.102000 | 0.065617 | 0.131234 | 0.092000 | 0.085500 | 0.031032 | 0.051000
115421 | A/B | 10 years |  | 602113 | New Construction | n/a | tbd |  | FIXED | Unit A Mechanical Exhaust Air | 15700 | 154920 |  |  |  | 115420 |  | 115414 | Internet | 991-1905 LPS | 060-E | 115500,115502,115504,115506,115508,115510,115512,154962,155009,155010,155011,155012,155013,155014,155015 | 2Rz4AOKDzDwO7k0TYgCbNX | Grey | 33 | M_Centrifugal Fan - Rooftop - Upblast:991-1905 LPS:991-1905 LPS:602113 |  | Aug. 29, 2011 | 115421 | tbd |  |  |  | CUE 060-E | Backdraft Damper | F 1A |  | 123456789 | Exhaust Air,Power |  |  |  |  | 123456789 | Aug. 29, 2011 | None | Linked Revit Model : Duplex_A 08-29-2011.rvt |  | F 1A | $1500 |  | n/a | Centrifugal Fans | Milled | A | Aluminum | CUE 060-E | 387 mm | 467 mm | 467 mm | 2011 | Odd | n/a | tbd | tbd | tbd | Greenheck | 23.75.35.17.27 | [141 empty] | Direct Drive | CUE 060-E |  |  | 15700 | Boiler exhaust fan | none |  | D3040200 | Roof | 0.457000 | 1.200000 | n/a | 1500.000000 | Exhaust Ventilation Systems |  |  | 2238.893367 | [12 empty] | HVAC | <unnamed> | 3 | [12 empty] | 0.150000 |  | 5166.677000 | [31 empty] | 0.160000 | [16 empty] | 1050.000000 | [14 empty] | 9.144000 | 1.341957 | 0.125000 | 0.125000 | 0.300000 | 0.320000 | 0.300000 | 0.200000 | 0.200000 | 0.400000 | 0.820210 | 0.820210 | 0.140000 | 0.280000 | 0.400000
115533 | A/B | 10 years |  | 602396 | New Construction | n/a | tbd |  | FIXED | Unit B Mechanical Exhaust Air | 15700 | 154920 |  |  |  | 115532 |  | 115526 | Internet | 991-1905 LPS | 060-E | 115553,115555,115557,115559,115561,115563,115565,154962,155009,155010,155011,155012,155013,155014,155015 | 2Rz4AOKDzDwO7k0TYgCbJy | Grey | 33 | M_Centrifugal Fan - Rooftop - Upblast:991-1905 LPS:991-1905 LPS:602396 |  | Aug. 29, 2011 | 115533 | tbd |  |  |  | CUE 060-E | Backdraft Damper | F 1B |  | 123456789 | Exhaust Air,Power |  |  |  |  | 123456789 | Aug. 29, 2011 | None | Linked Revit Model : Duplex_A 08-29-2011.rvt |  | F 1B | $1500 |  | n/a | Centrifugal Fans | Milled | A | Aluminum | CUE 060-E | 387 mm | 467 mm | 467 mm | 2011 | Odd | n/a | tbd | tbd | tbd | Greenheck | 23.75.35.17.27 | [141 empty] | Direct Drive | CUE 060-E |  |  | 15700 | Boiler Exhaust Fan | none |  | D3040200 | Roof | 0.457000 | 1.200000 | n/a | 1500.000000 | Exhaust Ventilation Systems |  |  | 2238.893367 | [12 empty] | HVAC | <unnamed> | 3 | [12 empty] | 0.150000 |  | 5166.677000 | [31 empty] | 0.160000 | [16 empty] | 1050.000000 | [14 empty] | 9.144000 | 1.341957 | 0.125000 | 0.125000 | 0.300000 | 0.320000 | 0.300000 | 0.200000 | 0.200000 | 0.400000 | 0.820210 | 0.820210 | 0.140000 | 0.280000 | 0.400000